## input
Hersteller | Name | Listenpreis [€] | Magnification (max) | Messabstand [mm] | Min Pixelgröße [µm] | Bilddiagonale [mm] | Max Sensorgröße | Spektrale Empfindlichkeit | Bi-Telezentrie | Blendenzahl | Blendentyp | Numerische Apertur | MTF [lp/mm] | Objektivanschluss | Durchmesser [mm] | Länge [mm] | Link-href
Opto Engineering | OE TC 13 064-C | 1956 | 0.074 | 181.9 | 5.5 | 6 | 2/3" | Visible | yes | 8.00 | fix | 0.005 | 70 lp/mm @ 40% contrast | C-Mount | 100 | 212.3 | https://www.stemmer-imaging.com/de-de/produkte/oe-tc-13-064-c/
Opto Engineering | OE TC 13 016-C | 1712 | 0.29 | 43.1 | 5.5 | 6 | 2/3" | Visible | yes | 8.00 | fix | 0.018 | 70 lp/mm @ 40% contrast | C-Mount | 37.7 | 80.9 | https://www.stemmer-imaging.com/de-de/produkte/oe-tc-13-016-c/
Opto Engineering | OE TC 13 036-C | 2973 | 0.133 | 102.5 | 5.5 | 6 | 2/3" | Visible | yes | 8.00 | fix | 0.008 | 70 lp/mm @ 50% contrast | C-Mount | 61 | 133 | https://www.stemmer-imaging.com/de-de/produkte/oe-tc-13-036-c/
Opto Engineering | OE TC 13 048-C | 1267 | 0.098 | 133.4 | 5.5 | 6 | 2/3" | Visible | yes | 8.00 | fix | 0.006 | 70 lp/mm @ 40% contrast | C-Mount | 75 | 167.9 | https://www.stemmer-imaging.com/de-de/produkte/oe-tc-13-048-c/
Opto Engineering | OE TC 13 080-C | 7415 | 0.059 | 225.9 | 5.5 | 6 | 2/3" | Visible | yes | 8.00 | fix | 0.004 | 70 lp/mm @ 40% contrast | C-Mount | 116 | 259.2 | https://www.stemmer-imaging.com/de-de/produkte/oe-tc-13-080-c/
Opto Engineering | OE TC 13 024-C | 2347 | 0.192 | 67.2 | 5.5 | 6 | 2/3" | Visible | yes | 8.00 | fix | null | 70 lp/mm @ 45% contrast | C-Mount | 44 | 105.6 | https://www.stemmer-imaging.com/de-de/produkte/oe-tc-13-024-c/
Opto Engineering | OE TC 13 096-C | 2920 | 0.05 | 279.6 | 5.5 | 6 | 2/3" | Visible | yes | 8.00 | fix | 0.003 | 70 lp/mm @ 50% contrast | C-Mount | 143 | 303.3 | https://www.stemmer-imaging.com/de-de/produkte/oe-tc-13-096-c/
Vico | VICO DTCM125-59-AL | 1937 | 0.122 | 85 | 2.2 | 7.2 | 1/2.5" | Visible | yes | 4.20 | fix | 0.015 | 200 lp/mm @ 30% contrast | C-Mount | 86 | 130.1 | https://www.stemmer-imaging.com/de-de/produkte/vico-dtcm125-59-al/
Vico | VICO DTCM125-120-AL | 1155 | 0.06 | 280 | 2.2 | 7.2 | 1/2" | Visible | yes | 4.20 | fix | 0.008 | 190 lp/mm @ 30% contrast | C-Mount | 160 | 266.2 | https://www.stemmer-imaging.com/de-de/produkte/vico-dtcm125-120-al/
Vico | VICO DTCM125-42 | 6138 | 0.171 | 118 | 2.2 | 7.2 | 1/2.5" | Visible | yes | 4.20 | fix | 0.021 | 200 lp/mm @ 30% contrast | C-Mount | 62 | 108.9 | https://www.stemmer-imaging.com/de-de/produkte/vico-dtcm125-42/
Vico | VICO DTCM125-100-AL | 1002 | 0.072 | 258 | 2.2 | 7.2 | 1/2" | Visible | yes | 4.20 | fix | 0.009 | 190 lp/mm @ 30% contrast | C-Mount | 142 | 225.9 | https://www.stemmer-imaging.com/de-de/produkte/vico-dtcm125-100-al/
Vico | VICO DTCM125-190-AL | 2590 | 0.038 | 330 | 2.2 | 7.2 | 1/2.5" | Visible | yes | 4.20 | fix | 0.005 | 190 lp/mm @ 30% contrast | C-Mount | 230 | 398.8 | https://www.stemmer-imaging.com/de-de/produkte/vico-dtcm125-190-al/
Vico | VICO DTCM125-39 | 1450 | 0.185 | 61 | 2.2 | 7.2 | 1/2.5" | Visible | yes | 4.20 | fix | 0.023 | 210 lp/mm @ 30% contrast | C-Mount | 50 | 99.5 | https://www.stemmer-imaging.com/de-de/produkte/vico-dtcm125-39/
Vico | VICO DTCM125-150-AL | 1032 | 0.048 | 300 | 2.2 | 7.2 | 1/2.5" | Visible | yes | 4.20 | fix | 0.006 | 190 lp/mm @ 30% contrast | C-Mount | 188 | 309.5 | https://www.stemmer-imaging.com/de-de/produkte/vico-dtcm125-150-al/
Vico | VICO DTCM125-16,6 | 1047 | 0.434 | 24 | 2.2 | 7.2 | 1/2.5" | Visible | yes | 4.20 | fix | 0.054 | 200 lp/mm @ 30% contrast | C-Mount | 35 | 57.7 | https://www.stemmer-imaging.com/de-de/produkte/vico-dtcm125-166/
Vico | VICO DTCM125-72-AL | 1958 | 0.1 | 178 | 2.2 | 7.2 | 1/2.5" | Visible | yes | 4.30 | fix | 0.013 | 195 lp/mm @ 30% contrast | C-Mount | 94 | 177.5 | https://www.stemmer-imaging.com/de-de/produkte/vico-dtcm125-72-al/
Vico | VICO DTCM125-26 | 2231 | 0.277 | 73 | 2.2 | 7.2 | 1/2.5" | Visible | yes | 4.20 | fix | 0.035 | 190 lp/mm @ 30% contrast | C-Mount | 44 | 103.4 | https://www.stemmer-imaging.com/de-de/produkte/vico-dtcm125-26/
Vico | VICO DTCM125-29 | 2149 | 0.249 | 45 | 2.2 | 7.2 | 1/2.5" | Visible | yes | 4.20 | fix | 0.031 | 200 lp/mm @ 30% contrast | C-Mount | 46 | 83.6 | https://www.stemmer-imaging.com/de-de/produkte/vico-dtcm125-29/
Vico | VICO DTCM125-24 | 2634 | 0.3 | 43 | 2.2 | 7.2 | 1/2.5" | Visible | yes | 4.20 | fix | 0.038 | 200 lp/mm @ 30% contrast | C-Mount | 39 | 74.7 | https://www.stemmer-imaging.com/de-de/produkte/vico-dtcm125-24/
Vico | VICO DTCM125-56-AL | 1032 | 0.129 | 138 | 2.2 | 7.2 | 1/2.5" | Visible | yes | 4.20 | fix | 0.016 | 200 lp/mm @ 30% contrast | C-Mount | 78 | 145 | https://www.stemmer-imaging.com/de-de/produkte/vico-dtcm125-56-al/
Vico | VICO DTCM125-48 | 1738 | 0.15 | 128 | 2.2 | 7.2 | 1/2.5" | Visible | yes | 4.20 | fix | 0.019 | 190 lp/mm @ 30% contrast | C-Mount | 64 | 122.4 | https://www.stemmer-imaging.com/de-de/produkte/vico-dtcm125-48/
Vico | VICO DTCM125-90-AL | 710 | 0.08 | 208 | 2.2 | 7.2 | 1/2.5" | Visible | yes | 4.30 | fix | 0.01 | 200 lp/mm @ 30% contrast | C-Mount | 120 | 202.5 | https://www.stemmer-imaging.com/de-de/produkte/vico-dtcm125-90-al/
Vico | VICO DTCM125-33 | 5151 | 0.218 | 48 | 2.2 | 7.2 | 1/2.5" | Visible | yes | 4.20 | fix | 0.027 | 200 lp/mm @ 30% contrast | C-Mount | 52 | 96.8 | https://www.stemmer-imaging.com/de-de/produkte/vico-dtcm125-33/
Vico | VICO DTCM125-36 | 6452 | 0.2 | 110 | 2.2 | 7.2 | 1/2.5" | Visible | yes | 4.20 | fix | 0.025 | 190 lp/mm @ 30% contrast | C-Mount | 54 | 123.5 | https://www.stemmer-imaging.com/de-de/produkte/vico-dtcm125-36/
Opto Engineering | OE TC 12 192-C | 2149 | 0.033 | 526.9 | 5.5 | 8 | 2/3" | Visible | yes | 8.00 | fix | 0.002 | 70 lp/mm @ 45% contrast | C-Mount | 260 | 602.6 | https://www.stemmer-imaging.com/de-de/produkte/oe-tc-12-192-c/
Opto Engineering | OE TC 12 016-C | 617 | 0.385 | 43.1 | 5.5 | 8 | 2/3" | Visible | yes | 8.00 | fix | 0.024 | 70 lp/mm @ 40% contrast | C-Mount | 37.7 | 93 | https://www.stemmer-imaging.com/de-de/produkte/oe-tc-12-016-c/
Vico | VICO DTCM120-36-AL | 1927 | 0.222 | 110 | 1.67 | 8 | 1/2" | Visible | yes | 4.20 | fix | 0.028 | 190 lp/mm @ 30% contrast | C-Mount | 36 | 127.2 | https://www.stemmer-imaging.com/de-de/produkte/vico-dtcm120-36-al/
Opto Engineering | OE TC 12 096-C | 3471 | 0.068 | 278.6 | 5.5 | 8 | 2/3" | Visible | yes | 8.00 | fix | 0.004 | 70 lp/mm @ 45% contrast | C-Mount | 143 | 317 | https://www.stemmer-imaging.com/de-de/produkte/oe-tc-12-096-c/
Vico | VICO DTCM120-190-AL | 2920 | 0.042 | 330 | 1.67 | 8 | 1/2" | Visible | yes | 4.20 | fix | 0.005 | 210 lp/mm @ 30% contrast | C-Mount | 230 | 402.5 | https://www.stemmer-imaging.com/de-de/produkte/vico-dtcm120-190-al/
Opto Engineering | OE TC 12 024-C | 10325 | 0.255 | 67.2 | 5.5 | 8 | 2/3" | Visible | yes | 8.00 | fix | 0.016 | 70 lp/mm @ 45% contrast | C-Mount | 44 | 117.8 | https://www.stemmer-imaging.com/de-de/produkte/oe-tc-12-024-c/
Vico | VICO DTCM120-120-AL | 3692 | 0.067 | 280 | 1.67 | 8 | 1/2" | Visible | yes | 8.00 | fix | 0.004 | 210 lp/mm @ 30% contrast | C-Mount | 160 | 271.1 | https://www.stemmer-imaging.com/de-de/produkte/vico-dtcm120-120-al/
Vico | VICO DTCM120-39-AL | 6557 | 0.205 | 61 | 1.67 | 8 | 1/2" | Visible | yes | 4.20 | fix | 0.026 | 205 lp/mm @ 30% contrast | C-Mount | 50 | 103.3 | https://www.stemmer-imaging.com/de-de/produkte/vico-dtcm120-39-al/
Sill Optics | SILL TZM 7290/0,05-C | 1080 | 0.055 | 318 | 1.9 | 8 | 1/2" | Visible | no | 0.92 | flexible | 0.03 | null | C-Mount | 180 | 391.7 | https://www.stemmer-imaging.com/de-de/produkte/sill-tzm-7290005-c/
Vico | VICO DTCM120-100-AL | 3161 | 0.08 | 258 | 1.67 | 8 | 1/2" | Visible | yes | 4.20 | fix | 0.01 | 210 lp/mm @ 30% contrast | C-Mount | 142 | 229.6 | https://www.stemmer-imaging.com/de-de/produkte/vico-dtcm120-100-al/
Vico | VICO DTCM120-90-AL | 793 | 0.089 | 208 | 1.67 | 8 | 1/2" | Visible | yes | 4.20 | fix | 0.011 | 205 lp/mm @ 30% contrast | C-Mount | 206.2 | 120 | https://www.stemmer-imaging.com/de-de/produkte/vico-dtcm120-90-al/
Vico | VICO DTCM120-26-AL | 2279 | 0.308 | 73 | 1.67 | 8 | 1/2" | Visible | yes | 4.20 | fix | 0.039 | 175 lp/mm @ 30% contrast | C-Mount | 44 | 107.2 | https://www.stemmer-imaging.com/de-de/produkte/vico-dtcm120-26-al/
Vico | VICO DTCM120-42-AL | 2450 | 0.19 | 118 | 1.67 | 8 | 1/2" | Visible | yes | 4.20 | fix | 0.024 | 210 lp/mm @ 30% contrast | C-Mount | 62 | 112.7 | https://www.stemmer-imaging.com/de-de/produkte/vico-dtcm120-42-al/
Vico | VICO DTCM120-56-AL | 1873 | 0.143 | 138 | 1.67 | 8 | 1/2" | Visible | yes | 4.20 | fix | 0.018 | 210 lp/mm @ 30% contrast | C-Mount | 78 | 148.7 | https://www.stemmer-imaging.com/de-de/produkte/vico-dtcm120-56-al/
Sill Optics | SILL TZM 7325/0,027-C | 1937 | 0.027 | 408.8 | 2.2 | 8 | 1/2" | Visible | no | 4.50 | flexible | 0.003 | null | C-Mount | 350 | 534.4 | https://www.stemmer-imaging.com/de-de/produkte/sill-tzm-73250027-c/
Vico | VICO DTCM120-59-AL | 6850 | 0.136 | 85 | 1.67 | 8 | 1/2" | Visible | yes | 4.20 | fix | 0.017 | 200 lp/mm @ 30% contrast | C-Mount | 86 | 133.8 | https://www.stemmer-imaging.com/de-de/produkte/vico-dtcm120-59-al/
Vico | VICO DTCM120-48-AL | 2757 | 0.167 | 128 | 1.67 | 8 | 1/2" | Visible | yes | 4.20 | fix | 0.021 | 200 lp/mm @ 30% contrast | C-Mount | 64 | 126.2 | https://www.stemmer-imaging.com/de-de/produkte/vico-dtcm120-48-al/
Sill Optics | SILL TZM 2060/0,499/EL-16-40-C | 2730 | 0.499 | 117 | 3.45 | 8 | 1/2" | visible | no | 12.48 | flexible | 0.02 | null | C-Mount | 75 | 184.3 | https://www.stemmer-imaging.com/de-de/produkte/sill-tzm-20600499el-16-40-c/
Vico | VICO DTCM120-72-AL | 1662 | 0.111 | 178 | 1.67 | 8 | 1/2" | Visible | yes | 4.20 | fix | 0.014 | 215 lp/mm @ 30% contrast | C-Mount | 172 | 181.2 | https://www.stemmer-imaging.com/de-de/produkte/vico-dtcm120-72-al/
Vico | VICO DTCM120-16,6-AL | 2810 | 0.482 | 24 | 1.67 | 8 | 1/2" | Visible | yes | 4.20 | fix | 0.06 | 210 lp/mm @ 30% contrast | C-Mount | 34 | 61.5 | https://www.stemmer-imaging.com/de-de/produkte/vico-dtcm120-166-al/
Sill Optics | SILL TZM 1560/0,659/EL-16-40-C | 975 | 0.659 | 87 | 3.45 | 8 | 1/2" | visible | no | 10.99 | flexible | 0.03 | null | C-Mount | 75 | 156.3 | https://www.stemmer-imaging.com/de-de/produkte/sill-tzm-15600659el-16-40-c/
Vico | VICO DTCM120-29-AL | 2975 | 0.276 | 45 | 1.67 | 8 | 1/2" | Visible | yes | 4.20 | fix | 0.035 | 205 lp/mm @ 30% contrast | C-Mount | 46 | 87.4 | https://www.stemmer-imaging.com/de-de/produkte/vico-dtcm120-29-al/
Vico | VICO DTCM120-24-AL | 6850 | 0.333 | 43 | 1.67 | 8 | 1/2" | Visible | yes | 4.20 | fix | 0.042 | 215 lp/mm @ 30% contrast | C-Mount | 36 | 78.5 | https://www.stemmer-imaging.com/de-de/produkte/vico-dtcm120-24-al/
Sill Optics | SILL TZM 2710/0,032-C | 1171 | 0.032 | 300 | 4.6 | 8 | 1/2" | Visible | no | null | flexible | 0.0 | null | C-Mount | 218 | 483.7 | https://www.stemmer-imaging.com/de-de/produkte/sill-tzm-27100032-c/
Vico | VICO DTCM120-150-AL | 1405 | 0.053 | 300 | 1.67 | 8 | 1/2" | Visible | yes | 8.00 | fix | 0.003 | 210 lp/mm @ 30% contrast | C-Mount | 188 | 313.2 | https://www.stemmer-imaging.com/de-de/produkte/vico-dtcm120-150-al/
Vico | VICO DTCM120-33-AL | 1488 | 0.242 | 48 | 1.67 | 8 | 1/2" | Visible | yes | 4.20 | fix | 0.03 | 210 lp/mm @ 30% contrast | C-Mount | 52 | 100.1 | https://www.stemmer-imaging.com/de-de/produkte/vico-dtcm120-33-al/
Sill Optics | SILL TZM 3060/0,343/EL-16-40-C | 2248 | 0.343 | 165 | 3.45 | 9 | 1/1.8" | Visible | no | 8.58 | flexible | 0.02 | null | C-Mount | 75 | 245.4 | https://www.stemmer-imaging.com/de-de/produkte/sill-tzm-30600343el-16-40-c/
Sill Optics | SILL TZM 6677/0,077-C | 661 | 0.077 | 136 | 3.45 | 9 | 1/1.8" | Visible | no | 3.85 | fix | 0.01 | null | C-Mount | 96 | 148.9 | https://www.stemmer-imaging.com/de-de/produkte/sill-tzm-66770077-c/
Vico | VICO DTCM118-100-AL | 5316 | 0.09 | 258 | 3.45 | 9 | 1/1.8" | Visible | yes | 6.80 | fix | 0.008 | 160 lp/mm @ 30% contrast | C-Mount | 142 | 230.8 | https://www.stemmer-imaging.com/de-de/produkte/vico-dtcm118-100-al/
Vico | VICO DTCM118-39 | 2155 | 0.231 | 61 | 3.45 | 9 | 1/1.8" | Visible | yes | 6.80 | fix | 0.019 | 160 lp/mm @ 30% contrast | C-Mount | 50 | 104.4 | https://www.stemmer-imaging.com/de-de/produkte/vico-dtcm118-39/
Vico | VICO DTCM118-16,6 | 1384 | 0.542 | 24 | 3.45 | 9 | 1/1.8" | Visible | yes | 6.80 | fix | 0.045 | 160 lp/mm @ 30% contrast | C-Mount | 35 | 62.6 | https://www.stemmer-imaging.com/de-de/produkte/vico-dtcm118-166/
Sill Optics | SILL TZM 1824/0,056-C | 701 | 0.056 | 300 | 2.2 | 9 | 1/1.8" | Visible | no | 5.60 | flexible | 0.005 | null | C-Mount | 173 | 513 | https://www.stemmer-imaging.com/de-de/produkte/sill-tzm-18240056-c/
Sill Optics | SILL TZM 6036/0,127-C | 2451 | 0.127 | 180 | 1.9 | 9 | 1/1.8" | Visible | no | 6.35 | flexible | 0.01 | null | C-Mount | 96 | 296.1 | https://www.stemmer-imaging.com/de-de/produkte/sill-tzm-60360127-c/
Vico | VICO DTCM118-48 | 1124 | 0.188 | 128 | 3.45 | 9 | 1/1.8" | Visible | yes | 6.80 | fix | 0.016 | 160 lp/mm @ 30% contrast | C-Mount | 64 | 127.3 | https://www.stemmer-imaging.com/de-de/produkte/vico-dtcm118-48/
Sill Optics | SILL TZM 5160/0,19-C | 3152 | 0.2 | 297 | 3.45 | 9 | 1/1.8" | Visible | no | 10.00 | flexible | 0.01 | null | C-Mount | 75 | 337.,7 | https://www.stemmer-imaging.com/de-de/produkte/sill-tzm-5160019-c/
Sill Optics | SILL TZM 3599/0,20-C | 3637 | 0.2 | 89 | 4.6 | 9 | 1/1.8" | Visible | no | 5.00 | fix | 0.02 | null | C-Mount | 60 | 157.4 | https://www.stemmer-imaging.com/de-de/produkte/sill-tzm-3599020-c/
Vico | VICO DTCM118-150-AL | 1873 | 0.06 | 300 | 3.45 | 9 | 1/1.8" | Visible | yes | 6.80 | fix | 0.005 | 160 lp/mm @ 30% contrast | C-Mount | 188 | 314.4 | https://www.stemmer-imaging.com/de-de/produkte/vico-dtcm118-150-al/
Vico | VICO DTCM118-190-AL | 1708 | 0.047 | 330 | 3.45 | 9 | 1/1.8" | Visible | yes | 6.80 | fix | 0.004 | 160 lp/mm @ 30% contrast | C-Mount | 230 | 403.6 | https://www.stemmer-imaging.com/de-de/produkte/vico-dtcm118-190-al/
Vico | VICO DTCM118-42 | 2204 | 0.214 | 118 | 3.45 | 9 | 1/1.8" | Visible | yes | 6.80 | fix | 0.018 | 195 lp/mm @ 30% contrast | C-Mount | 62 | 113.8 | https://www.stemmer-imaging.com/de-de/produkte/vico-dtcm118-42/
Sill Optics | SILL TZM 0125/0,13-C | 7659 | 0.131 | 300 | 3.45 | 9 | 1/1.8" | Visible | no | 6.55 | flexible | 0.01 | null | C-Mount | 96 | 349.9 | https://www.stemmer-imaging.com/de-de/produkte/sill-tzm-0125013-c/
Sill Optics | SILL TZM 3799/0,13-C | 646 | 0.13 | 171 | 3.45 | 9 | 1/1.8" | Visible | no | 6.50 | fix | 0.01 | null | C-Mount | 70 | 217.1 | https://www.stemmer-imaging.com/de-de/produkte/sill-tzm-3799013-c/
Vico | VICO DTCM118-26 | 550 | 0.346 | 73 | 3.45 | 9 | 1/1.8" | Visible | yes | 6.80 | fix | 0.029 | 160 lp/mm @ 30% contrast | C-Mount | 44 | 108.2 | https://www.stemmer-imaging.com/de-de/produkte/vico-dtcm118-26/
Sill Optics | SILL TZM 1365/1,0-C | 5250 | 1 | 365 | 7.6 | 9 | 1/1.8" | Visible | no | 12.50 | flexible | 0.04 | null | C-Mount | 45 | 208.8 | https://www.stemmer-imaging.com/de-de/produkte/sill-tzm-136510-c/
Vico | VICO DTCM118-90-AL | 2976 | 0.1 | 208 | 3.45 | 9 | 1/1.8" | Visible | yes | 6.80 | fix | 0.008 | 195 lp/mm @ 30% contrast | C-Mount | 120 | 207.4 | https://www.stemmer-imaging.com/de-de/produkte/vico-dtcm118-90-al/
Sill Optics | SILL TZM 1835/0,075-C | 1047 | 0.076 | 300 | 3.45 | 9 | 1/1.8" | Visible | no | 4.75 | flexible | 0.008 | null | C-Mount | 173 | 555.24 | https://www.stemmer-imaging.com/de-de/produkte/sill-tzm-18350075-c/
Sill Optics | SILL TZM 1366/1,6-C | 2757 | 1.6 | 308 | 7.6 | 9 | 1/1.8" | Visible | no | 20.00 | flexible | 0.04 | null | C-Mount | 45 | 268.4 | https://www.stemmer-imaging.com/de-de/produkte/sill-tzm-136616-c/
Vico | VICO DTCM118-36 | 1145 | 0.25 | 110 | 3.45 | 9 | 1/1.8" | Visible | yes | 6.80 | fix | 0.021 | 160 lp/mm @ 30% contrast | C-Mount | 54 | 128.3 | https://www.stemmer-imaging.com/de-de/produkte/vico-dtcm118-36/
Vico | VICO DTCM118-24 | 10325 | 0.375 | 43 | 3.45 | 9 | 1/1.8" | Visible | yes | 6.80 | fix | 0.031 | 175 lp/mm @ 30% contrast | C-Mount | 39 | 79.6 | https://www.stemmer-imaging.com/de-de/produkte/vico-dtcm118-24/
Vico | VICO DTCM118-29 | 2279 | 0.31 | 45 | 3.45 | 9 | 1/1.8" | Visible | yes | 6.80 | fix | 0.026 | 175 lp/mm @ 30% contrast | C-Mount | 46 | 88.4 | https://www.stemmer-imaging.com/de-de/produkte/vico-dtcm118-29/
Vico | VICO DTCM118-33 | 1598 | 0.273 | 48 | 3.45 | 9 | 1/1.8" | Visible | yes | 6.80 | fix | 0.023 | 175 lp/mm @ 30% contrast | C-Mount | 52 | 101.2 | https://www.stemmer-imaging.com/de-de/produkte/vico-dtcm118-33/
Sill Optics | SILL TZM 6024/0,121-C | 1598 | 0.121 | 180 | 2.2 | 9 | 1/1.8" | Visible | no | 6.05 | flexible | 0.01 | null | C-Mount | 96 | 259.5 | https://www.stemmer-imaging.com/de-de/produkte/sill-tzm-60240121-c/
Sill Optics | SILL TZM 7626/0,77-C | 2590 | 0.793 | 170 | 3.45 | 9 | 1/1.8" | Visible | no | 7.93 | fix | 0.05 | null | C-Mount | 30 | 149.1 | https://www.stemmer-imaging.com/de-de/produkte/sill-tzm-7626077-c/
Vico | VICO DTCM118-56-AL | 5863 | 0.161 | 138 | 3.45 | 9 | 1/1.8" | Visible | yes | 6.80 | fix | 0.013 | 190 lp/mm @ 30% contrast | C-Mount | 78 | 149.9 | https://www.stemmer-imaging.com/de-de/produkte/vico-dtcm118-56-al/
Vico | VICO DTCM118-59-AL | 2039 | 0.153 | 85 | 3.45 | 9 | 1/1.8" | Visible | yes | 6.80 | fix | 0.013 | 175 lp/mm @ 30% contrast | C-Mount | 86 | 135 | https://www.stemmer-imaging.com/de-de/produkte/vico-dtcm118-59-al/
Vico | VICO DTCM118-120-AL | 4173 | 0.075 | 280 | 3.45 | 9 | 1/1.8" | Visible | yes | 6.80 | fix | 0.006 | 160 lp/mm @ 30% contrast | C-Mount | 160 | 271.1 | https://www.stemmer-imaging.com/de-de/produkte/vico-dtcm118-120-al/
Sill Optics | SILL TZM 1514/0,05-C | 1344 | 0.054 | 284 | 1.9 | 9 | 1/1.8" | Visible | no | 2.70 | flexible | 0.01 | null | C-Mount | 138 | 384.4 | https://www.stemmer-imaging.com/de-de/produkte/sill-tzm-1514005-c/
Vico | VICO DTCM118-72-AL | 771 | 0.125 | 178 | 3.45 | 9 | 1/1.8" | Visible | yes | 6.80 | fix | 0.01 | 195 lp/mm @ 30% contrast | C-Mount | 94 | 182.4 | https://www.stemmer-imaging.com/de-de/produkte/vico-dtcm118-72-al/
Sill Optics | SILL TZM 6611/0,110-C | 1818 | 0.11 | 136 | 3.45 | 9 | 1/1.8" | Visible | no | 5.50 | fix | 0.01 | null | C-Mount | 96 | 147.5 | https://www.stemmer-imaging.com/de-de/produkte/sill-tzm-66110110-c/
Sill Optics | SILL TZM 5060/0,19-C | 1631 | 0.193 | 309 | 3.45 | 11 | 2/3" | Visible | no | 9.65 | flexible | 0.01 | null | C-Mount | 96 | 348.1 | https://www.stemmer-imaging.com/de-de/produkte/sill-tzm-5060019-c/
Sill Optics | SILL TZM 2660/0,374/EL-16-40-C | 710 | 0.374 | 158 | 4.6 | 11 | 2/3" | Visible | no | 9.35 | flexible | 0.02 | null | C-Mount | 75 | 225.6 | https://www.stemmer-imaging.com/de-de/produkte/sill-tzm-26600374el-16-40-c/
Sill Optics | SILL TZM 5060/0,192/EL-16-40-C | 1598 | 0.192 | 309 | 3.45 | 11 | 2/3" | Visible | no | 9.60 | flexible | 0.01 | null | C-Mount | 96 | 357.6 | https://www.stemmer-imaging.com/de-de/produkte/sill-tzm-50600192el-16-40-c/
Opto Engineering | OE TC 23 056-C | 2755 | 0.157 | 157.8 | 5.5 | 11 | 2/3" | Visible | yes | 8.00 | fix | 0.01 | 70 lp/mm > 45% contrast | C-Mount | 80 | 225 | https://www.stemmer-imaging.com/de-de/produkte/oe-tc-23-056-c/
Opto Engineering | OE TC 23 048-C | 1032 | 0.184 | 132.9 | 5.5 | 11 | 2/3" | Visible | yes | 8.00 | fix | 0.012 | 70 lp/mm > 40% contrast | C-Mount | 75 | 201 | https://www.stemmer-imaging.com/de-de/produkte/oe-tc-23-048-c/
Opto Engineering | OE TC SM 064-C | 1675 | 0.137 | 181.8 | 5.5 | 11 | 2/3" | Visible | no | 8.00 | fix | 0.009 | 50 lp/mm > 35% contrast | C-Mount | 100 | 248.4 | https://www.stemmer-imaging.com/de-de/produkte/oe-tc-sm-064-c/
Opto Engineering | OE TC 23 016-C | 1598 | 0.528 | 43.1 | 5.5 | 11 | 2/3" | Visible | yes | 8.00 | fix | 0.033 | 70 lp/mm > 30% contrast | C-Mount | 37.7 | 112.7 | https://www.stemmer-imaging.com/de-de/produkte/oe-tc-23-016-c/
Sill Optics | SILL TZM 6041/0,19-C | 1564 | 0.195 | 180 | 2.2 | 11 | 2/3" | Visible | no | 9.75 | flexible | 0.01 | null | C-Mount | 96 | 277 | https://www.stemmer-imaging.com/de-de/produkte/sill-tzm-6041019-c/
Opto Engineering | OE TC 23 144-C | 1655 | 0.061 | 396 | 5.5 | 11 | 2/3" | Visible | yes | 8.00 | fix | 0.004 | 80 lp/mm > 40% contrast | C-Mount | 200 | 481.9 | https://www.stemmer-imaging.com/de-de/produkte/oe-tc-23-144-c/
Sill Optics | SILL TZM 4499/0,132-C | 2279 | 0.132 | 260 | 3.45 | 11 | 2/3" | Visible | no | 6.60 | fix | 0.01 | null | C-Mount | 138 | 336.5 | https://www.stemmer-imaging.com/de-de/produkte/sill-tzm-44990132-c/
Sill Optics | SILL TZM 3060/0,33-C | 2700 | 0.338 | 174 | 5.6 | 11 | 2/3" | Visible | no | 8.45 | flexible | 0.02 | null | C-Mount | 70 | 212.1 | https://www.stemmer-imaging.com/de-de/produkte/sill-tzm-3060033-c/
Sill Optics | SILL TZM 1560/0,66-C | 3572 | 0.664 | 87 | 7.6 | 11 | 2/3" | Visible | no | 11.06 | flexible | 0.03 | null | C-Mount | 60 | 125.1 | https://www.stemmer-imaging.com/de-de/produkte/sill-tzm-1560066-c/
Opto Engineering | OE TC 23 120-C | 621 | 0.072 | 334.5 | 5.5 | 11 | 2/3" | Visible | yes | 8.00 | fix | 0.005 | 80 lp/mm > 35% contrast | C-Mount | 180 | 422.4 | https://www.stemmer-imaging.com/de-de/produkte/oe-tc-23-120-c/
Opto Engineering | OE TC SM 080-C | 630 | 0.11 | 226.7 | 5.5 | 11 | 2/3" | Visible | no | 8.00 | fix | 0.007 | 50 lp/mm > 40% contrast | C-Mount | 116 | 293.5 | https://www.stemmer-imaging.com/de-de/produkte/oe-tc-sm-080-c/
Opto Engineering | OE TC SM 096-C | 2149 | 0.093 | 278.6 | 5.5 | 11 | 2/3" | Visible | no | 8.00 | fix | 0.006 | 50 lp/mm > 40% contrast | C-Mount | 143 | 338.51 | https://www.stemmer-imaging.com/de-de/produkte/oe-tc-sm-096-c/
Opto Engineering | OE TC 23 024-C | 5250 | 0.35 | 67.2 | 5.5 | 11 | 2/3" | Visible | yes | 8.00 | fix | 0.022 | 70 lp/mm > 45% contrast | C-Mount | 44 | 137.5 | https://www.stemmer-imaging.com/de-de/produkte/oe-tc-23-024-c/
Opto Engineering | OE TC 23 130-C | 1378 | 0.068 | 396 | 5.5 | 11 | 2/3" | Visible | yes | 8.00 | fix | 0.004 | 80 lp/mm > 40% contrast | C-Mount | 200 | 490 | https://www.stemmer-imaging.com/de-de/produkte/oe-tc-23-130-c/
Opto Engineering | OE TC 23 172-C | 2242 | 0.051 | 526.9 | 5.5 | 11 | 2/3" | Visible | yes | 8.00 | fix | 0.003 | 80 lp/mm > 40% contrast | C-Mount | 260 | 630.3 | https://www.stemmer-imaging.com/de-de/produkte/oe-tc-23-172-c/
Opto Engineering | OE TC 23 036-C | 2757 | 0.243 | 102.5 | 5.5 | 11 | 2/3" | Visible | yes | 8.00 | fix | 0.015 | 70 lp/mm > 40% contrast | C-Mount | 61 | 164.9 | https://www.stemmer-imaging.com/de-de/produkte/oe-tc-23-036-c/
Opto Engineering | OE TC 23 110-C | 771 | 0.079 | 334.5 | 5.5 | 11 | 2/3" | Visible | yes | 8.00 | fix | 0.005 | 80 lp/mm > 40% contrast | C-Mount | 180 | 430.4 | https://www.stemmer-imaging.com/de-de/produkte/oe-tc-23-110-c/
Opto Engineering | OE TC SM 048-C | 1267 | 0.185 | 132.9 | 5.5 | 11 | 2/3" | Visible | no | 8.00 | fix | 0.012 | 50 lp/mm > 30% contrast | C-Mount | 75 | 205 | https://www.stemmer-imaging.com/de-de/produkte/oe-tc-sm-048-c/
Opto Engineering | OE TC SM 036-C | 2248 | 0.243 | 102.5 | 5.5 | 11 | 2/3" | Visible | no | 8.00 | fix | 0.015 | 50 lp/mm > 30% contrast | C-Mount | 61 | 171.5 | https://www.stemmer-imaging.com/de-de/produkte/oe-tc-sm-036-c/
Opto Engineering | OE TC 23 007-C | 1752 | 1.333 | 60.1 | 5.5 | 11 | 2/3" | Visible | yes | 11.00 | fix | 60.591 | 70 lp/mm @ 30% contrast | C-Mount | 28 | 78.5 | https://www.stemmer-imaging.com/de-de/produkte/oe-tc-23-007-c/
Opto Engineering | OE TC 23 080-C | 4173 | 0.11 | 226.7 | 5.5 | 11 | 2/3" | Visible | yes | 8.00 | fix | 0.007 | 80 lp/mm > 50% contrast | C-Mount | 116 | 291.2 | https://www.stemmer-imaging.com/de-de/produkte/oe-tc-23-080-c/
Opto Engineering | OE TC SM 016-C | 7438 | 0.528 | 43.1 | 5.5 | 11 | 2/3" | Visible | no | 8.00 | fix | 0.033 | 50 lp/mm > 25% contrast | C-Mount | 37.7 | 119.3 | https://www.stemmer-imaging.com/de-de/produkte/oe-tc-sm-016-c/
Opto Engineering | OE TC SM 024-C | 2757 | 0.35 | 67.2 | 5.5 | 11 | 2/3" | Visible | no | 8.00 | fix | 0.022 | 50 lp/mm > 30% contrast | C-Mount | 44 | 144.1 | https://www.stemmer-imaging.com/de-de/produkte/oe-tc-sm-024-c/
Sill Optics | SILL TZM 3499/0,25-C | 2757 | 0.25 | 89 | 4.6 | 11 | 2/3" | Visible | no | 12.50 | fix | 0.01 | null | C-Mount | 60 | 157.5 | https://www.stemmer-imaging.com/de-de/produkte/sill-tzm-3499025-c/
Opto Engineering | OE TC 23 009-C | 2347 | 1 | 62.2 | 5.5 | 11 | 2/3" | Visible | yes | 11.00 | fix | 0.045 | 70 lp/mm > 25% contrast | C-Mount | 28 | 65 | https://www.stemmer-imaging.com/de-de/produkte/oe-tc-23-009-c/
Opto Engineering | OE TC DP 4X 096-C | 904 | 0.093 | 279.6 | 5.5 | 11 | 2/3" | visible | yes | 12.00 | fix | null | 70lp/mm >30% / >40% | C-Mount | 143 | 337 | https://www.stemmer-imaging.com/de-de/produkte/oe-tc-dp-4x-096-c/
Opto Engineering | OE TC 23 064-C | 1505 | 0.138 | 181.8 | 5.5 | 11 | 2/3" | Visible | yes | 8.00 | fix | 0.009 | 70 lp/mm > 50% contrast | C-Mount | 100 | 245.5 | https://www.stemmer-imaging.com/de-de/produkte/oe-tc-23-064-c/
Opto Engineering | OE TC 23 192-C | 2279 | 0.046 | 526.9 | 5.5 | 11 | 2/3" | Visible | yes | 8.00 | fix | 0.003 | 80 lp/mm > 35% contrast | C-Mount | 260 | 622.3 | https://www.stemmer-imaging.com/de-de/produkte/oe-tc-23-192-c/
Opto Engineering | OE TC 23 240-C | 3572 | 0.037 | 492.8 | 5.5 | 11 | 2/3" | Visible | yes | 8.00 | fix | 0.002 | 90 lp/mm > 45% contrast | C-Mount | 322 | 775.1 | https://www.stemmer-imaging.com/de-de/produkte/oe-tc-23-240-c/
Opto Engineering | OE TC 23 072-C | 1032 | 0.122 | 226.7 | 5.5 | 11 | 2/3" | Visible | yes | 8.00 | fix | 0.008 | 80 lp/mm > 40% contrast | C-Mount | 116 | 299.2 | https://www.stemmer-imaging.com/de-de/produkte/oe-tc-23-072-c/
Opto Engineering | OE TC 23 085-C | 2347 | 0.104 | 279.7 | 5.5 | 11 | 2/3" | Visible | yes | 8.00 | fix | 0.007 | 80 lp/mm > 45% contrast | C-Mount | 143 | 344.5 | https://www.stemmer-imaging.com/de-de/produkte/oe-tc-23-085-c/
Sill Optics | SILL TZM 3075/0,38-C | 3912 | 0.375 | 90 | 5.6 | 11 | 2/3" | Visible | no | 9.38 | flexible | 0.02 | null | C-Mount | 40 | 97.1 | https://www.stemmer-imaging.com/de-de/produkte/sill-tzm-3075038-c/
Opto Engineering | OE TC 23 096-C | 3030 | 0.093 | 278.6 | 5.5 | 11 | 2/3" | Visible | yes | 8.00 | fix | 0.006 | 80 lp/mm > 40% contrast | C-Mount | 143 | 336.6 | https://www.stemmer-imaging.com/de-de/produkte/oe-tc-23-096-c/
Opto Engineering | OE TC 23 200-C | 1738 | 0.044 | 492.8 | 5.5 | 11 | 2/3" | Visible | yes | 8.00 | fix | 0.003 | 90 lp/mm > 40% contrast | C-Mount | 322 | 792 | https://www.stemmer-imaging.com/de-de/produkte/oe-tc-23-200-c/
Opto Engineering | OE TC 23 012-C | 2259 | 0.735 | 53.9 | 5.5 | 11 | 2/3" | Visible | yes | 14.00 | fix | 0.026 | 70 lp/mm @ 25% contrast | C-Mount | 28 | 60.3 | https://www.stemmer-imaging.com/de-de/produkte/oe-tc-23-012-c/
Opto Engineering | OE TC 23 004-C | 3083 | 2 | 56 | 5.5 | 11 | 2/3" | Visible | yes | 11.00 | fix | 0.091 | 70 lp/mm @ 30% contrast | C-Mount | 28 | 101.4 | https://www.stemmer-imaging.com/de-de/produkte/oe-tc-23-004-c/
Opto Engineering | OE TC SM 056-C | 1185 | 0.157 | 157.8 | 5.5 | 11 | 2/3" | Visible | yes | 8.00 | fix | null | 50 lp/mm > 30% contrast | C-Mount | 80 | 227.7 | https://www.stemmer-imaging.com/de-de/produkte/oe-tc-sm-056-c/
Sill Optics | SILL TZM 8425/5,0-C | 3541 | 5 | 85 | 10 | 11 | 2/3" | Visible | no | 27.78 | flexible | 0.09 | null | C-Mount | 40 | 259.4 | https://www.stemmer-imaging.com/de-de/produkte/sill-tzm-842550-c/
Sill Optics | SILL TZM 2060/0,5-C | 3643 | 0.502 | 117 | 3.45 | 11 | 2/3" | Visible | no | 8.36 | flexible | 0.03 | null | C-Mount | 60 | 152.9 | https://www.stemmer-imaging.com/de-de/produkte/sill-tzm-206005-c/
Sill Optics | SILL TZM 6040/0,172-C | 1105 | 0.171 | 180 | 2.2 | 11 | 2/3" | Visible | no | 8.60 | flexible | 0.01 | null | C-Mount | 96 | 254.7 | https://www.stemmer-imaging.com/de-de/produkte/sill-tzm-60400172-c/
Sill Optics | SILL TZM 1841/0,088-C | 664 | 0.088 | 300 | 1.9 | 11 | 2/3" | Visible | no | 4.89 | flexible | 0.009 | null | C-Mount | 173 | 578.16 | https://www.stemmer-imaging.com/de-de/produkte/sill-tzm-18410088-c/
Sill Optics | SILL TZM 7280/0,07-C | 3030 | 0.07 | 318 | 1.9 | 11 | 2/3" | Visible | no | 3.50 | flexible | 0.01 | null | C-Mount | 180 | 393.9 | https://www.stemmer-imaging.com/de-de/produkte/sill-tzm-7280007-c/
Sill Optics | SILL TZM 7330/0,035-C | 2364 | 0.035 | 408.8 | 2.2 | 11 | 2/3" | Visible | no | 4.38 | flexible | 0.004 | null | C-Mount | 350 | 551.3 | https://www.stemmer-imaging.com/de-de/produkte/sill-tzm-73300035-c/
Sill Optics | SILL TZM 3299/0,5-C | 2820 | 0.5 | 89 | 4.6 | 11 | 2/3" | Visible | no | 8.33 | fix | 0.03 | null | C-Mount | 60 | 157.5 | https://www.stemmer-imaging.com/de-de/produkte/sill-tzm-329905-c/
Sill Optics | SILL TZM 6614/0,142-C | 2728 | 0.142 | 136 | 3.45 | 11 | 2/3" | Visible | no | 7.10 | fix | 0.01 | null | C-Mount | 96 | 146 | https://www.stemmer-imaging.com/de-de/produkte/sill-tzm-66140142-c/
Sill Optics | SILL TZM 7625/1,28-C | 6116 | 1.331 | 145 | 4.6 | 11 | 2/3" | Visible | no | 22.18 | fix | 0.03 | null | C-Mount | 30 | 179.2 | https://www.stemmer-imaging.com/de-de/produkte/sill-tzm-7625128-c/
Sill Optics | SILL TZM 2425/1,0-C | 10325 | 1 | 106 | 4.6 | 11 | 2/3" | Visible | no | 10.00 | flexible | 0.05 | null | C-Mount | 40 | 91.2 | https://www.stemmer-imaging.com/de-de/produkte/sill-tzm-242510-c/
Sill Optics | SILL TZM 3399/0,33-C | 1662 | 0.33 | 89 | 4.6 | 11 | 2/3" | Visible | no | 8.25 | fix | 0.02 | null | C-Mount | 60 | 157.5 | https://www.stemmer-imaging.com/de-de/produkte/sill-tzm-3399033-c/
Sill Optics | SILL TZM 7320/0,047-C | 1450 | 0.047 | 408.8 | 2.2 | 11 | 2/3" | Visible | no | 7.83 | flexible | 0.003 | null | C-Mount | 350 | 550.4 | https://www.stemmer-imaging.com/de-de/produkte/sill-tzm-73200047-c/
Sill Optics | SILL TZM 2660/0,375-C | 2149 | 0.375 | 158 | 5.6 | 11 | 2/3" | Visible | no | 9.38 | flexible | 0.02 | null | C-Mount | 60 | 192.1 | https://www.stemmer-imaging.com/de-de/produkte/sill-tzm-26600375-c/
Sill Optics | SILL TZM 2720/0,063-C | 2350 | 0.062 | 300 | 5.6 | 11 | 2/3" | Visible | no | 10.33 | flexible | 0.003 | null | C-Mount | 218 | 473.2 | https://www.stemmer-imaging.com/de-de/produkte/sill-tzm-27200063-c/
Sill Optics | SILL TZM 4425/1,0-C | 849 | 1 | 107.5 | 2.2 | 11 | 2/3" | Visible | no | 8.33 | flexible | 0.06 | null | C-Mount | 40 | 93.1 | https://www.stemmer-imaging.com/de-de/produkte/sill-tzm-442510-c/
Sill Optics | SILL TZM 1523/0,082-C | 573 | 0.082 | 284 | 2.2 | 11 | 2/3" | Visible | no | 5.13 | flexible | 0.008 | null | C-Mount | 138 | 373.8 | https://www.stemmer-imaging.com/de-de/produkte/sill-tzm-15230082-c/
Sill Optics | SILL TZM 4599/0,098-C | 1295 | 0.098 | 260 | 3.45 | 11 | 2/3" | Visible | no | 6.13 | fix | 0.008 | null | C-Mount | 138 | 332.7 | https://www.stemmer-imaging.com/de-de/produkte/sill-tzm-45990098-c/
Vico | VICO DTCM230-72-AL | 7349 | 0.158 | 178 | 2.4 | 11.4 | 2/3" | Visible | yes | 5.40 | fix | 0.016 | 180 lp/mm @ 30% contrast | C-Mount | 94 | 192 | https://www.stemmer-imaging.com/de-de/produkte/vico-dtcm230-72-al/
Vico | VICO DTCM230-36 | 5250 | 0.317 | 110 | 2.4 | 11.4 | 2/3" | Visible | yes | 5.40 | fix | 0.032 | 145 lp/mm @ 30% contrast | C-Mount | 54 | 137.9 | https://www.stemmer-imaging.com/de-de/produkte/vico-dtcm230-36/
Vico | VICO DTCM230-48 | 3423 | 0.238 | 128 | 2.4 | 11.4 | 2/3" | Visible | yes | 5.40 | fix | 0.024 | 145 lp/mm @ 30% contrast | C-Mount | 64 | 136.9 | https://www.stemmer-imaging.com/de-de/produkte/vico-dtcm230-48/
Vico | VICO DTCM230-59-AL | 2820 | 0.193 | 85 | 2.4 | 11.4 | 2/3" | Visible | yes | 4.90 | fix | 0.024 | 170 lp/mm @ 30% contrast | C-Mount | 86 | 144.6 | https://www.stemmer-imaging.com/de-de/produkte/vico-dtcm230-59-al/
Vico | VICO DTCM230-16,6 | 1080 | 0.687 | 24 | 2.4 | 11.4 | 2/3" | Visible | yes | 4.90 | fix | 0.086 | 175 lp/mm @ 30% contrast | C-Mount | 35 | 72.2 | https://www.stemmer-imaging.com/de-de/produkte/vico-dtcm230-166/
Vico | VICO DTCM230-24 | 3912 | 0.477 | 43 | 2.4 | 11.4 | 2/3" | Visible | yes | 4.90 | fix | 0.06 | 170 lp/mm @ 30% contrast | C-Mount | 39 | 89.2 | https://www.stemmer-imaging.com/de-de/produkte/vico-dtcm230-24/
Vico | VICO DTCM230-29 | 3030 | 0.393 | 45 | 2.4 | 11.4 | 2/3" | Visible | yes | 4.90 | fix | 0.049 | 170 lp/mm @ 30% contrast | C-Mount | 46 | 98 | https://www.stemmer-imaging.com/de-de/produkte/vico-dtcm230-29/
Vico | VICO DTCM230-190-AL | 1505 | 0.06 | 330 | 2.4 | 11.4 | 2/3" | Visible | yes | 5.40 | fix | 0.006 | 145 lp/mm @ 30% contrast | C-Mount | 230 | 413.2 | https://www.stemmer-imaging.com/de-de/produkte/vico-dtcm230-190-al/
Vico | VICO DTCM230-26 | 1865 | 0.438 | 73 | 2.4 | 11.4 | 2/3" | Visible | yes | 6.00 | fix | 0.037 | 130 lp/mm @ 30% contrast | C-Mount | 44 | 117.9 | https://www.stemmer-imaging.com/de-de/produkte/vico-dtcm230-26/
Vico | VICO DTCM230-100-AL | 6850 | 0.114 | 258 | 2.4 | 11.4 | 2/3" | Visible | yes | 5.40 | fix | 0.011 | 145 lp/mm @ 30% contrast | C-Mount | 142 | 240.4 | https://www.stemmer-imaging.com/de-de/produkte/vico-dtcm230-100-al/
Vico | VICO DTCM230-56-AL | 2149 | 0.204 | 138 | 2.4 | 11.4 | 2/3" | Visible | yes | 4.90 | fix | 0.026 | 180 lp/mm @ 30% contrast | C-Mount | 78 | 159.5 | https://www.stemmer-imaging.com/de-de/produkte/vico-dtcm230-56-al/
Vico | VICO DTCM230-90-AL | 741 | 0.127 | 208 | 2.4 | 11.4 | 2/3" | Visible | yes | 4.90 | fix | 0.016 | 180 lp/mm @ 30% contrast | C-Mount | 120 | 217 | https://www.stemmer-imaging.com/de-de/produkte/vico-dtcm230-90-al/
Vico | VICO DTCM230-33 | 1937 | 0.345 | 48 | 2.4 | 11.4 | 2/3" | Visible | yes | 4.90 | fix | 0.043 | 170 lp/mm @ 30% contrast | C-Mount | 52 | 110.8 | https://www.stemmer-imaging.com/de-de/produkte/vico-dtcm230-33/
Vico | VICO DTCM230-120-AL | 5086 | 0.095 | 280 | 2.4 | 11.4 | 2/3" | Visible | yes | 5.40 | fix | 0.01 | 145 lp/mm @ 30% contrast | C-Mount | 160 | 280.7 | https://www.stemmer-imaging.com/de-de/produkte/vico-dtcm230-120-al/
Vico | VICO DTCM230-150-AL | 1752 | 0.076 | 300 | 2.4 | 11.4 | 2/3" | Visible | yes | 5.40 | fix | 0.008 | 145 lp/mm @ 30% contrast | C-Mount | 188 | 324 | https://www.stemmer-imaging.com/de-de/produkte/vico-dtcm230-150-al/
Vico | VICO DTCM230-39 | 584 | 0.292 | 61 | 2.4 | 11.4 | 2/3" | Visible | yes | 4.90 | fix | 0.037 | 180 lp/mm @ 30% contrast | C-Mount | 50 | 114 | https://www.stemmer-imaging.com/de-de/produkte/vico-dtcm230-39/
Vico | VICO DTCM230-42 | 685 | 0.271 | 118 | 2.4 | 11.4 | 2/3" | Visible | yes | 4.90 | fix | 0.034 | 185 lp/mm @ 30% contrast | C-Mount | 62 | 123.4 | https://www.stemmer-imaging.com/de-de/produkte/vico-dtcm230-42/
Sill Optics | SILL TZM 0423/3,5-C | 2976 | 3.5 | 95.9 | 7.6 | 16 | 1" | Visible | no | 25.00 | flexible | 0.07 | null | C-Mount | 47 | 238.2 | https://www.stemmer-imaging.com/de-de/produkte/sill-tzm-042335-c/
Sill Optics | SILL TZM 1565/0,193/EL-16-40-C | 1564 | 0.193 | 284 | 3.45 | 16 | 1" | Visible | no | 9.65 | flexible | 0.01 | null | C-Mount | 138 | 396.3 | https://www.stemmer-imaging.com/de-de/produkte/sill-tzm-15650193el-16-40-c/
Sill Optics | SILL TZM 1860/0,133/EL-16-40-C | 584 | 0.133 | 300 | 2.2 | 16 | 1" | Visible | no | 6.65 | flexible | 0.01 | null | C-Mount | 173 | 75 | https://www.stemmer-imaging.com/de-de/produkte/sill-tzm-18600133el-16-40-c/
Sill Optics | SILL TZM 1360/1,6-C | 1873 | 1.6 | 310 | 4.6 | 16 | 1" | Visible | no | 20.00 | flexible | 0.04 | null | C-Mount | 65 | 266.2 | https://www.stemmer-imaging.com/de-de/produkte/sill-tzm-136016-c/
Sill Optics | SILL TZM 2606/0,71-C | 1598 | 0.713 | 143 | 2.2 | 16 | 1" | Visible | no | 7.13 | flexible | 0.05 | null | C-Mount | 70 | 182.9 | https://www.stemmer-imaging.com/de-de/produkte/sill-tzm-2606071-c/
Sill Optics | SILL TZM 2577/7,2-C | 2936 | 7 | 96.8 | 5.6 | 16 | 1" | Visible | yes | 17.50 | flexible | 0.2 | null | C-Mount | 52 | 246.4 | https://www.stemmer-imaging.com/de-de/produkte/sill-tzm-257772-c/
Sill Optics | SILL TZM 1852/0,11-C | 1618 | 0.112 | 300 | 2.2 | 16 | 1" | Visible | no | 6.17 | flexible | 0.009 | null | C-Mount | 173 | 584.7 | https://www.stemmer-imaging.com/de-de/produkte/sill-tzm-1852011-c/
Sill Optics | SILL TZM 0422/2,0/EL-16-40-C | 779 | 2 | 106.2 | 7 | 16 | 1" | Visible | no | 25.00 | flexible | 0.04 | null | C-Mount | 47 | 156 | https://www.stemmer-imaging.com/de-de/produkte/sill-tzm-042220el-16-40-c/
Sill Optics | SILL TZM 2555/5,0-C | 1738 | 5 | 100.5 | 4.6 | 16 | 1" | Visible | yes | 13.89 | flexible | 0.18 | null | C-Mount | 52 | 210.1 | https://www.stemmer-imaging.com/de-de/produkte/sill-tzm-255550-c/
Sill Optics | SILL TZM 2428/1,5-C | 1618 | 1.5 | 92.5 | 4.6 | 16 | 1" | Visible | no | 12.50 | flexible | 0.06 | null | C-Mount | 40 | 109.1 | https://www.stemmer-imaging.com/de-de/produkte/sill-tzm-242815-c/
Sill Optics | SILL TZM 6621/0,211-C | 1505 | 0.211 | 136 | 3.45 | 16 | 1" | Visible | no | 10.55 | fix | 0.01 | null | C-Mount | 96 | 175.8 | https://www.stemmer-imaging.com/de-de/produkte/sill-tzm-66210211-c/
Sill Optics | SILL TZM 2898/0,578/EL-16-40-C | 2389 | 0.578 | 92 | 3.45 | 16 | 1" | Visible | no | 9.64 | flexible | 0.03 | null | C-Mount | 75 | 184.3 | https://www.stemmer-imaging.com/de-de/produkte/sill-tzm-28980578el-16-40-c/
Sill Optics | SILL TZM 6075/0,37-C | 2149 | 0.367 | 180 | 3.45 | 16 | 1" | Visible | no | 9.18 | flexible | 0.02 | null | C-Mount | 96 | 303 | https://www.stemmer-imaging.com/de-de/produkte/sill-tzm-6075037-c/
Sill Optics | SILL TZM 6060/0,289/EL-16-40-C | 882 | 0.289 | 180 | 3.45 | 16 | 1" | Visible | no | 7.23 | flexible | 0.02 | null | C-Mount | 96 | 304.9 | https://www.stemmer-imaging.com/de-de/produkte/sill-tzm-60600289el-16-40-c/
Sill Optics | SILL TZM 1565/0,2-C | 2810 | 0.195 | 284 | 3.45 | 16 | 1" | Visible | no | 9.75 | flexible | 0.01 | null | C-Mount | 138 | 388.5 | https://www.stemmer-imaging.com/de-de/produkte/sill-tzm-156502-c/
Sill Optics | SILL TZM 6060/0,29-C | 3643 | 0.292 | 180 | 3.45 | 16 | 1" | Visible | no | 14.60 | flexible | 0.01 | null | C-Mount | 96 | 272.9 | https://www.stemmer-imaging.com/de-de/produkte/sill-tzm-6060029-c/
Sill Optics | SILL TZM 2426/2,0-C | 6138 | 2 | 85.7 | 4.6 | 16 | 1" | Visible | no | 12.50 | flexible | 0.08 | null | C-Mount | 40 | 129 | https://www.stemmer-imaging.com/de-de/produkte/sill-tzm-242620-c/
Sill Optics | SILL TZM 2533/3,0-C | 959 | 3 | 100.4 | 3.45 | 16 | 1" | Visible | yes | 11.54 | flexible | 0.13 | null | C-Mount | 52 | 170 | https://www.stemmer-imaging.com/de-de/produkte/sill-tzm-253330-c/
Sill Optics | SILL TZM 1390/1,87-C | 2149 | 1.87 | 365 | 4.6 | 16 | 1" | Visible | no | 15.58 | flexible | 0.06 | null | C-Mount | 65 | 283.1 | https://www.stemmer-imaging.com/de-de/produkte/sill-tzm-1390187-c/
Sill Optics | SILL TZM 6058/0,28-C | 4177 | 0.28 | 180 | 2.2 | 16 | 1" | Visible | no | 7.00 | flexible | 0.02 | null | C-Mount | 96 | 304.9 | https://www.stemmer-imaging.com/de-de/produkte/sill-tzm-6058028-c/
Sill Optics | SILL TZM 6050/0,25-C | 591 | 0.246 | 180 | 3.45 | 16 | 1" | Visible | no | 6.15 | flexible | 0.02 | null | C-Mount | 96 | 283.2 | https://www.stemmer-imaging.com/de-de/produkte/sill-tzm-6050025-c/
Sill Optics | SILL TZM 4399/0,165-C | 2149 | 0.165 | 260 | 3.45 | 16 | 1" | Visible | no | 8.25 | flexible | 0.01 | null | C-Mount | 138 | 332.5 | https://www.stemmer-imaging.com/de-de/produkte/sill-tzm-43990165-c/
Sill Optics | SILL TZL 2605/0,71-C | 2039 | 0.7 | 145.6 | 3.5 | 16 | 1" | Visible | no | 7.00 | flexible | 0.05 | null | C-Mount | 70 | 182.4 | https://www.stemmer-imaging.com/de-de/produkte/sill-tzl-2605071-c/
Sill Optics | SILL TZM 1551/0,165-C | 2700 | 0.165 | 284 | 3.45 | 16 | 1" | Visible | no | 8.25 | flexible | 0.01 | null | C-Mount | 138 | 395.6 | https://www.stemmer-imaging.com/de-de/produkte/sill-tzm-15510165-c/
Sill Optics | SILL TZM 2568/8,0-C | 1032 | 8 | 100.5 | 8 | 16 | 1" | Visible | yes | 22.22 | flexible | 0.18 | null | C-Mount | 52 | 226 | https://www.stemmer-imaging.com/de-de/produkte/sill-tzm-256880-c/
Sill Optics | SILL TZM 0420/3,0-C | 1302 | 3 | 98.5 | 5.6 | 16 | 1" | Visible | no | 18.75 | flexible | 0.08 | null | C-Mount | 40 | 211.2 | https://www.stemmer-imaging.com/de-de/produkte/sill-tzm-042030-c/
Sill Optics | SILL TZM 2566/6,0-C | 1653 | 6 | 100.4 | 4.6 | 16 | 1" | Visible | yes | 16.67 | flexible | 0.18 | null | C-Mount | 52 | 204.5 | https://www.stemmer-imaging.com/de-de/produkte/sill-tzm-256660-c/
Sill Optics | SILL TZM 1541/0,132-C | 661 | 0.132 | 284 | 2.2 | 16 | 1" | Visible | no | 6.60 | flexible | 0.01 | null | C-Mount | 138 | 393.1 | https://www.stemmer-imaging.com/de-de/produkte/sill-tzm-15410132-c/
Sill Optics | SILL TZM 1860/0,134-C | 3948 | 0.134 | 300 | 3.45 | 16 | 1" | Visible | no | 11.17 | flexible | 0.006 | null | C-Mount | 173 | 577.9 | https://www.stemmer-imaging.com/de-de/produkte/sill-tzm-18600134-c/
Sill Optics | SILL TZM 4061/0,6-C | 1450 | 0.6 | 121 | 3.45 | 16 | 1" | Visible | yes | 10.00 | flexible | 0.03 | null | C-Mount | 49.5 | 183.7 | https://www.stemmer-imaging.com/de-de/produkte/sill-tzm-406106-c/
Sill Optics | SILL TZM 1875/0,16-C | 1712 | 0.169 | 300 | 2.2 | 16 | 1" | Visible | no | null | flexible | null | null | C-Mount | 173 | 606.6 | https://www.stemmer-imaging.com/de-de/produkte/sill-tzm-1875016-c/
Opto Engineering | OE TC 2M HR 240-C | 1410 | 0.053 | 492.9 | 5.5 | 16.2 | 1" | Visible | yes | 16.00 | fix | 0.002 | 50 lp/mm > 40% contrast | C-Mount | 322 | 812.2 | https://www.stemmer-imaging.com/de-de/produkte/oe-tc-2m-hr-240-c/
Opto Engineering | OE TC 2M HR 240-F | 4173 | 0.053 | 492.9 | 5.5 | 16.2 | 4/3" | Visible | yes | 16.00 | fix | 0.002 | 50 lp/mm @ 40% contrast | F-Mount | 322 | 783.2 | https://www.stemmer-imaging.com/de-de/produkte/oe-tc-2m-hr-240-f/
Opto Engineering | OE TC 2M HR 240-E | 1267 | 0.053 | 492.9 | 5.5 | 16.2 | 4/3" | Visible | yes | 16.00 | fix | 0.002 | 50 lp/mm @ 40% contrast | M42 | 322 | 813.7 | https://www.stemmer-imaging.com/de-de/produkte/oe-tc-2m-hr-240-e/
Opto Engineering | OE TC 2M HR 120-E | 2149 | 0.104 | 334.6 | 5.5 | 16.5 | 4/3" | Visible | yes | 16.00 | fix | 0.003 | 50 lp/mm @ 40% contrast | M42 | 180 | 452.9 | https://www.stemmer-imaging.com/de-de/produkte/oe-tc-2m-hr-120-e/
Opto Engineering | OE TC 2M HR 120-F | 2149 | 0.104 | 334.6 | 5.5 | 16.5 | 4/3" | Visible | yes | 16.00 | fix | 0.003 | 50 lp/mm @ 40% contrast | F-Mount | 180 | 422.4 | https://www.stemmer-imaging.com/de-de/produkte/oe-tc-2m-hr-120-f/
Opto Engineering | OE TC 2M HR 120-C | 4353 | 0.104 | 334.6 | 5.5 | 16.5 | 1" | Visible | yes | 16.00 | fix | 0.003 | 50 lp/mm > 40% contrast | C-Mount | 180 | 451.4 | https://www.stemmer-imaging.com/de-de/produkte/oe-tc-2m-hr-120-c/
Vico | VICO DTCM110-33 | 10325 | 0.503 | 48 | 3.1 | 16.6 | 1" | Visible | yes | 8.00 | fix | 0.031 | 130 lp/mm @ 30% contrast | C-Mount | 52 | 129.3 | https://www.stemmer-imaging.com/de-de/produkte/vico-dtcm110-33/
Vico | VICO DTCM110-72-AL | 2248 | 0.231 | 178 | 3.1 | 16.6 | 1" | Visible | yes | 8.00 | fix | 0.014 | 135 lp/mm @ 30% contrast | C-Mount | 94 | 210.5 | https://www.stemmer-imaging.com/de-de/produkte/vico-dtcm110-72-al/
Vico | VICO DTCM110-39 | 2248 | 0.426 | 61 | 3.1 | 16.6 | 1" | Visible | yes | 8.00 | fix | 0.027 | 135 lp/mm @ 30% contrast | C-Mount | 50 | 132.5 | https://www.stemmer-imaging.com/de-de/produkte/vico-dtcm110-39/
Vico | VICO DTCM110-150-AL | 1738 | 0.11 | 300 | 3.1 | 16.6 | 1" | Visible | yes | 8.00 | fix | 0.007 | 120 lp/mm @ 30% contrast | C-Mount | 188 | 342.4 | https://www.stemmer-imaging.com/de-de/produkte/vico-dtcm110-150-al/
Vico | VICO DTCM110-16,6 | 1488 | 1 | 24 | 3.1 | 16.6 | 1" | Visible | yes | 8.00 | fix | 0.063 | 125 lp/mm @ 30% contrast | C-Mount | 35 | 90.7 | https://www.stemmer-imaging.com/de-de/produkte/vico-dtcm110-166/
Vico | VICO DTCM110-56-AL | 3141 | 0.296 | 138 | 3.1 | 16.6 | 1" | Visible | yes | 8.00 | fix | 0.019 | 130 lp/mm @ 30% contrast | C-Mount | 78 | 178 | https://www.stemmer-imaging.com/de-de/produkte/vico-dtcm110-56-al/
Vico | VICO DTCM110-120-AL | 1515 | 0.138 | 280 | 3.1 | 16.6 | 1" | Visible | yes | 8.00 | fix | 0.009 | 120 lp/mm @ 30% contrast | C-Mount | 160 | 299.2 | https://www.stemmer-imaging.com/de-de/produkte/vico-dtcm110-120-al/
Vico | VICO DTCM110-24 | 2730 | 0.692 | 43 | 3.1 | 16.6 | 1" | Visible | yes | 8.00 | fix | 0.043 | 130 lp/mm @ 30% contrast | C-Mount | 39 | 107.7 | https://www.stemmer-imaging.com/de-de/produkte/vico-dtcm110-24/
Opto Engineering | OE TC 2M HR 016-C | 710 | 0.767 | 43.8 | 5.5 | 16.6 | 1" | Visible | yes | 16.00 | fix | 0.024 | 50 lp/mm > 30% contrast | C-Mount | 45 | 145.5 | https://www.stemmer-imaging.com/de-de/produkte/oe-tc-2m-hr-016-c/
Opto Engineering | OE TC 2M HR 016-E | 11389 | 0.767 | 43.8 | 5.5 | 16.6 | 4/3" | Visible | yes | 16.00 | fix | 0.024 | 50 lp/mm @ 30% contrast | M42 | 52 | 147 | https://www.stemmer-imaging.com/de-de/produkte/oe-tc-2m-hr-016-e/
Vico | VICO DTCM110-90-AL | 2204 | 0.184 | 208 | 3.1 | 16.6 | 1" | Visible | yes | 8.00 | fix | 0.012 | 135 lp/mm @ 30% contrast | C-Mount | 120 | 235.5 | https://www.stemmer-imaging.com/de-de/produkte/vico-dtcm110-90-al/
Opto Engineering | OE TC 2M HR 016-F | 1598 | 0.767 | 43.8 | 5.5 | 16.6 | 4/3" | Visible | yes | 16.00 | fix | 0.024 | 50 lp/mm @ 30% contrast | F-Mount | 64 | 116.5 | https://www.stemmer-imaging.com/de-de/produkte/oe-tc-2m-hr-016-f/
Vico | VICO DTCM110-59-AL | 1212 | 0.281 | 85 | 3.1 | 16.6 | 1" | Visible | yes | 8.00 | fix | 0.018 | 130 lp/mm @ 30% contrast | C-Mount | 86 | 163.1 | https://www.stemmer-imaging.com/de-de/produkte/vico-dtcm110-59-al/
Vico | VICO DTCM110-48 | 4468 | 0.346 | 128 | 3.1 | 16.6 | 1" | Visible | yes | 8.00 | fix | 0.022 | 120 lp/mm @ 30% contrast | C-Mount | 64 | 155.4 | https://www.stemmer-imaging.com/de-de/produkte/vico-dtcm110-48/
Vico | VICO DTCM110-29 | 1958 | 0.572 | 45 | 3.1 | 16.6 | 1" | Visible | yes | 8.00 | fix | 0.036 | 130 lp/mm @ 30% contrast | C-Mount | 46 | 116.5 | https://www.stemmer-imaging.com/de-de/produkte/vico-dtcm110-29/
Vico | VICO DTCM110-36 | 2389 | 0.46 | 110 | 3.1 | 16.6 | 1" | Visible | yes | 8.00 | fix | 0.029 | 100 lp/mm @ 30% contrast | C-Mount | 54 | 156.4 | https://www.stemmer-imaging.com/de-de/produkte/vico-dtcm110-36/
Vico | VICO DTCM110-42 | 1236 | 0.395 | 118 | 3.1 | 16.6 | 1" | Visible | yes | 8.00 | fix | 0.025 | 130 lp/mm @ 30% contrast | C-Mount | 62 | 141.9 | https://www.stemmer-imaging.com/de-de/produkte/vico-dtcm110-42/
Vico | VICO DTCM110-190-AL | 3030 | 0.087 | 330 | 3.1 | 16.6 | 1" | Visible | yes | 8.00 | fix | 0.005 | 120 lp/mm @ 30% contrast | C-Mount | 230 | 431.7 | https://www.stemmer-imaging.com/de-de/produkte/vico-dtcm110-190-al/
Vico | VICO DTCM110-26 | 2149 | 0.638 | 73 | 3.1 | 16.6 | 1" | Visible | yes | 8.70 | fix | 0.04 | 90 lp/mm @ 30% contrast | C-Mount | 44 | 136.3 | https://www.stemmer-imaging.com/de-de/produkte/vico-dtcm110-26/
Vico | VICO DTCM110-100-AL | 1675 | 0.166 | 258 | 3.1 | 16.6 | 1" | Visible | yes | 8.00 | fix | 0.01 | 120 lp/mm @ 30% contrast | C-Mount | 142 | 258.8 | https://www.stemmer-imaging.com/de-de/produkte/vico-dtcm110-100-al/
Opto Engineering | OE TC 2M HR 036-F | 1267 | 0.353 | 102.6 | 5.5 | 16.7 | 4/3" | Visible | yes | 16.00 | fix | 0.011 | 50 lp/mm @ 30% contrast | F-Mount | 64 | 168.71 | https://www.stemmer-imaging.com/de-de/produkte/oe-tc-2m-hr-036-f/
Opto Engineering | OE TC 2M HR 036-C | 1873 | 0.353 | 102.6 | 5.5 | 16.7 | 1" | Visible | yes | 16.00 | fix | 0.011 | 50 lp/mm > 30% contrast | C-Mount | 61 | 197.7 | https://www.stemmer-imaging.com/de-de/produkte/oe-tc-2m-hr-036-c/
Opto Engineering | OE TC 2M HR 036-E | 1937 | 0.353 | 102.6 | 5.5 | 16.7 | 4/3" | Visible | yes | 16.00 | fix | 0.011 | 50 lp/mm @ 30% contrast | M42 | 61 | 199.2 | https://www.stemmer-imaging.com/de-de/produkte/oe-tc-2m-hr-036-e/
Opto Engineering | OE TC 2M HR 056-F | 606 | 0.228 | 157.8 | 5.5 | 16.8 | 4/3" | Visible | yes | 16.00 | fix | 0.007 | 50 lp/mm @ 40% contrast | F-Mount | 80 | 228.1 | https://www.stemmer-imaging.com/de-de/produkte/oe-tc-2m-hr-056-f/
Opto Engineering | OE TC 2M HR 192-C | 1032 | 0.067 | 527.5 | 5.5 | 16.8 | 1" | Visible | yes | 16.00 | fix | 0.002 | 50 lp/mm > 40% contrast | C-Mount | 260 | 649.2 | https://www.stemmer-imaging.com/de-de/produkte/oe-tc-2m-hr-192-c/
Opto Engineering | OE TC 2M HR 144-C | 2975 | 0.089 | 396 | 5.5 | 16.8 | 1" | Visible | yes | 16.00 | fix | 0.003 | 50 lp/mm > 40% contrast | C-Mount | 200 | 510.8 | https://www.stemmer-imaging.com/de-de/produkte/oe-tc-2m-hr-144-c/
Opto Engineering | OE TC 2M HR 056-C | 1155 | 0.228 | 157.8 | 5.5 | 16.8 | 1" | Visible | yes | 16.00 | fix | 0.007 | 50 lp/mm > 40% contrast | C-Mount | 80 | 257.1 | https://www.stemmer-imaging.com/de-de/produkte/oe-tc-2m-hr-056-c/
Opto Engineering | OE TC 2M HR 064-F | 441 | 0.2 | 181.8 | 5.5 | 16.8 | 4/3" | Visible | yes | 16.00 | fix | 0.006 | 50 lp/mm @ 40% contrast | F-Mount | 100 | 249.3 | https://www.stemmer-imaging.com/de-de/produkte/oe-tc-2m-hr-064-f/
Opto Engineering | OE TC 2M HR 144-F | 2149 | 0.089 | 396 | 5.5 | 16.8 | 4/3" | Visible | yes | 16.00 | fix | 0.003 | 50 lp/mm @ 40% contrast | F-Mount | 200 | 481.8 | https://www.stemmer-imaging.com/de-de/produkte/oe-tc-2m-hr-144-f/
Opto Engineering | OE TC 2M HR 056-E | 2700 | 0.228 | 157.8 | 5.5 | 16.8 | 4/3" | Visible | yes | 16.00 | fix | 0.007 | 50 lp/mm @ 40% contrast | M42 | 80 | 258.7 | https://www.stemmer-imaging.com/de-de/produkte/oe-tc-2m-hr-056-e/
Opto Engineering | OE TC 2M HR 064-E | 1488 | 0.2 | 181.9 | 5.5 | 16.8 | 4/3" | Visible | yes | 16.00 | fix | 0.006 | 50 lp/mm @ 40% contrast | M42 | 100 | 279.8 | https://www.stemmer-imaging.com/de-de/produkte/oe-tc-2m-hr-064-e/
Opto Engineering | OE TC 2M HR 064-C | 1618 | 0.2 | 181.9 | 5.5 | 16.8 | 1" | Visible | yes | 16.00 | fix | 0.006 | 50 lp/mm > 40% contrast | C-Mount | 100 | 278.3 | https://www.stemmer-imaging.com/de-de/produkte/oe-tc-2m-hr-064-c/
Opto Engineering | OE TC 2M HR 192-E | 1145 | 0.067 | 527.6 | 5.5 | 16.8 | 4/3" | Visible | yes | 16.00 | fix | 0.002 | 50 lp/mm @ 40% contrast | M42 | 260 | 650.8 | https://www.stemmer-imaging.com/de-de/produkte/oe-tc-2m-hr-192-e/
Opto Engineering | OE TC 2M HR 144-E | 1019 | 0.089 | 396 | 5.5 | 16.8 | 4/3" | Visible | yes | 16.00 | fix | 0.003 | 50 lp/mm @ 40% contrast | M42 | 200 | 512.4 | https://www.stemmer-imaging.com/de-de/produkte/oe-tc-2m-hr-144-e/
Opto Engineering | OE TC 2M HR 192-F | 1410 | 0.067 | 527.6 | 5.5 | 16.8 | 4/3" | Visible | yes | 16.00 | fix | 0.002 | 50 lp/mm @ 40% contrast | F-Mount | 260 | 620.2 | https://www.stemmer-imaging.com/de-de/produkte/oe-tc-2m-hr-192-f/
Opto Engineering | OE TC 2M HR 080-F | 2976 | 0.16 | 226.8 | 5.5 | 16.9 | 4/3" | Visible | yes | 16.00 | fix | 0.005 | 50 lp/mm @ 40% contrast | F-Mount | 116 | 295 | https://www.stemmer-imaging.com/de-de/produkte/oe-tc-2m-hr-080-f/
Opto Engineering | OE TC 2M HR 024-C | 606 | 0.508 | 67.2 | 5.5 | 16.9 | 1" | Visible | yes | 16.00 | fix | 0.016 | 50 lp/mm > 40% contrast | C-Mount | 45 | 170.4 | https://www.stemmer-imaging.com/de-de/produkte/oe-tc-2m-hr-024-c/
Opto Engineering | OE TC 2M HR 080-C | 1505 | 0.16 | 226.8 | 5.5 | 16.9 | 1" | Visible | yes | 16.00 | fix | 0.005 | 50 lp/mm > 40% contrast | C-Mount | 116 | 324 | https://www.stemmer-imaging.com/de-de/produkte/oe-tc-2m-hr-080-c/
Opto Engineering | OE TC 2M HR 024-F | 3572 | 0.508 | 67.2 | 5.5 | 16.9 | 4/3" | Visible | yes | 16.00 | fix | 0.016 | 50 lp/mm @ 40% contrast | F-Mount | 64 | 141.4 | https://www.stemmer-imaging.com/de-de/produkte/oe-tc-2m-hr-024-f/
Opto Engineering | OE TC 2M HR 096-F | 2757 | 0.137 | 278.6 | 5.5 | 16.9 | 4/3" | Visible | yes | 16.00 | fix | 0.004 | 50 lp/mm @ 40% contrast | F-Mount | 143 | 367.4 | https://www.stemmer-imaging.com/de-de/produkte/oe-tc-2m-hr-096-f/
Opto Engineering | OE TC 2M HR 024-E | 793 | 0.508 | 67.2 | 5.5 | 16.9 | 4/3" | Visible | yes | 16.00 | fix | 0.016 | 50 lp/mm @ 40% contrast | M42 | 52 | 171.9 | https://www.stemmer-imaging.com/de-de/produkte/oe-tc-2m-hr-024-e/
Opto Engineering | OE TC 2M HR 080-E | 2728 | 0.16 | 226.8 | 5.5 | 16.9 | 4/3" | Visible | yes | 16.00 | fix | 0.005 | 50 lp/mm @ 40% contrast | M42 | 116 | 325.5 | https://www.stemmer-imaging.com/de-de/produkte/oe-tc-2m-hr-080-e/
Opto Engineering | OE TC 2M HR 048-C | 838 | 0.268 | 133.4 | 5.5 | 16.9 | 1" | Visible | yes | 16.00 | fix | 0.008 | 50 lp/mm > 30% contrast | C-Mount | 75 | 232.8 | https://www.stemmer-imaging.com/de-de/produkte/oe-tc-2m-hr-048-c/
Opto Engineering | OE TC 2M HR 048-E | 959 | 0.268 | 133.4 | 5.5 | 16.9 | 4/3" | Visible | yes | 16.00 | fix | 0.008 | 50 lp/mm @ 30% contrast | M42 | 75 | 234.3 | https://www.stemmer-imaging.com/de-de/produkte/oe-tc-2m-hr-048-e/
Opto Engineering | OE TC 2M HR 048-F | 2480 | 0.268 | 133.4 | 5.5 | 16.9 | 4/3" | Visible | yes | 16.00 | fix | 0.008 | 50 lp/mm @ 30% contrast | F-Mount | 75 | 203.8 | https://www.stemmer-imaging.com/de-de/produkte/oe-tc-2m-hr-048-f/
Opto Engineering | OE TC 2M HR 096-E | 2345 | 0.137 | 278.6 | 5.5 | 16.9 | 4/3" | Visible | yes | 16.00 | fix | 0.004 | 50 lp/mm @ 40% contrast | M42 | 143 | 397.9 | https://www.stemmer-imaging.com/de-de/produkte/oe-tc-2m-hr-096-e/
Opto Engineering | OE TC 2M HR 096-C | 1719 | 0.137 | 278.6 | 5.5 | 16.9 | 1" | Visible | yes | 16.00 | fix | 0.004 | 50 lp/mm > 40% contrast | C-Mount | 143 | 396.4 | https://www.stemmer-imaging.com/de-de/produkte/oe-tc-2m-hr-096-c/
Vico | VICO DTCM111-36-AL | 5250 | 0.511 | 110 | 3.45 | 18.4 | 1.1" | Visible | yes | 8.70 | fix | 0.032 | 85 lp/mm @ 30% contrast | C-Mount | 54 | 167.7 | https://www.stemmer-imaging.com/de-de/produkte/vico-dtcm111-36-al/
Vico | VICO DTCM111-190-AL | 2483 | 0.097 | 330 | 3.45 | 18.4 | 1.1" | Visible | yes | 6.20 | fix | 0.008 | 145 lp/mm @ 30% contrast | C-Mount | 230 | 443 | https://www.stemmer-imaging.com/de-de/produkte/vico-dtcm111-190-al/
Vico | VICO DTCM111-90-AL | 18874 | 0.204 | 208 | 3.45 | 18.4 | 1.1" | Visible | yes | 6.20 | fix | 0.017 | 145 lp/mm @ 30% contrast | C-Mount | 120 | 246.7 | https://www.stemmer-imaging.com/de-de/produkte/vico-dtcm111-90-al/
Vico | VICO DTCM111-26-AL | 2149 | 0.708 | 73 | 3.45 | 18.4 | 1.1" | Visible | yes | 9.60 | fix | 0.039 | 75 lp/mm @ 30% contrast | C-Mount | 44 | 147.7 | https://www.stemmer-imaging.com/de-de/produkte/vico-dtcm111-26-al/
Vico | VICO DTCM111-100-AL | 10325 | 0.184 | 258 | 3.45 | 18.4 | 1.1" | Visible | yes | 7.20 | fix | 0.013 | 135 lp/mm @ 30% contrast | C-Mount | 142 | 270.1 | https://www.stemmer-imaging.com/de-de/produkte/vico-dtcm111-100-al/
Vico | VICO DTCM111-39-AL | 1956 | 0.472 | 61 | 3.45 | 18.4 | 1.1" | Visible | yes | 6.20 | fix | 0.039 | 140 lp/mm @ 30% contrast | C-Mount | 50 | 143.8 | https://www.stemmer-imaging.com/de-de/produkte/vico-dtcm111-39-al/
Vico | VICO DTCM111-150-AL | 959 | 0.123 | 300 | 3.45 | 18.4 | 1.1" | Visible | yes | 6.20 | fix | 0.01 | 145 lp/mm @ 30% contrast | C-Mount | 188 | 353.7 | https://www.stemmer-imaging.com/de-de/produkte/vico-dtcm111-150-al/
Vico | VICO DTCM111-29-AL | 3917 | 0.634 | 45 | 3.45 | 18.4 | 1.1" | Visible | yes | 6.20 | fix | 0.053 | 135 lp/mm @ 30% contrast | C-Mount | 46 | 127.8 | https://www.stemmer-imaging.com/de-de/produkte/vico-dtcm111-29-al/
Vico | VICO DTCM111-48-AL | 871 | 0.383 | 128 | 3.45 | 18.4 | 1.1" | Visible | yes | 7.20 | fix | 0.027 | 115 lp/mm @ 30% contrast | C-Mount | 64 | 166.7 | https://www.stemmer-imaging.com/de-de/produkte/vico-dtcm111-48-al/
Vico | VICO DTCM111-56-AL | 2645 | 0.329 | 138 | 3.45 | 18.4 | 1.1" | Visible | yes | 6.20 | fix | 0.027 | 145 lp/mm @ 30% contrast | C-Mount | 78 | 189.2 | https://www.stemmer-imaging.com/de-de/produkte/vico-dtcm111-56-al/
Vico | VICO DTCM111-24-AL | 2700 | 0.767 | 43 | 3.45 | 18.4 | 1.1" | Visible | yes | 6.20 | fix | 0.064 | 140 lp/mm @ 30% contrast | C-Mount | 40 | 119 | https://www.stemmer-imaging.com/de-de/produkte/vico-dtcm111-24-al/
Vico | VICO DTCM111-16,6-AL | 1322 | 1.108 | 24 | 3.45 | 18.4 | 1.1" | Visible | yes | 7.20 | fix | 0.079 | 120 lp/mm @ 30% contrast | C-Mount | 40 | 102 | https://www.stemmer-imaging.com/de-de/produkte/vico-dtcm111-166-al/
Vico | VICO DTCM111-72-AL | 496 | 0.256 | 178 | 3.45 | 18.4 | 1.1" | Visible | yes | 6.20 | fix | 0.021 | 145 lp/mm @ 30% contrast | C-Mount | 94 | 221.7 | https://www.stemmer-imaging.com/de-de/produkte/vico-dtcm111-72-al/
Vico | VICO DTCM111-42-AL | 5863 | 0.438 | 118 | 3.45 | 18.4 | 1.1" | Visible | yes | 7.20 | fix | 0.031 | 115 lp/mm @ 30% contrast | C-Mount | 62 | 153.2 | https://www.stemmer-imaging.com/de-de/produkte/vico-dtcm111-42-al/
Vico | VICO DTCM111-59-AL | 1630 | 0.312 | 85 | 3.45 | 18.4 | 1.1" | Visible | yes | 6.20 | fix | 0.026 | 140 lp/mm @ 30% contrast | C-Mount | 86 | 174.3 | https://www.stemmer-imaging.com/de-de/produkte/vico-dtcm111-59-al/
Vico | VICO DTCM111-240-AL | 18874 | 0.077 | 410 | 3.45 | 18.4 | 1.1" | Visible | yes | 6.20 | fix | 0.006 | 140 lp/mm @ 30% contrast | C-Mount | 286 | 594 | https://www.stemmer-imaging.com/de-de/produkte/vico-dtcm111-240-al/
Vico | VICO DTCM111-33-AL | 1450 | 0.558 | 48 | 3.45 | 18.4 | 1.1" | Visible | yes | 6.20 | fix | 0.047 | 145 lp/mm @ 30% contrast | C-Mount | 52 | 140.6 | https://www.stemmer-imaging.com/de-de/produkte/vico-dtcm111-33-al/
Vico | VICO DTCM111-120-AL | 1505 | 0.153 | 280 | 3.45 | 18.4 | 1.1" | Visible | yes | 6.20 | fix | 0.013 | 145 lp/mm @ 30% contrast | C-Mount | 160 | 310.4 | https://www.stemmer-imaging.com/de-de/produkte/vico-dtcm111-120-al/
Sill Optics | SILL TZM 7270/0,095-C | 1937 | 0.095 | 318 | 3.45 | 19.6 | 1.2" | Visible | no | 6.33 | flexible | 0.008 | null | C-Mount | 180 | 405.8 | https://www.stemmer-imaging.com/de-de/produkte/sill-tzm-72700095-c/
Sill Optics | SILL TZM 7260/0,13-C | 2757 | 0.134 | 318 | 3.45 | 19.6 | 1.2" | Visible | no | 6.70 | flexible | 0.01 | null | C-Mount | 180 | 407.6 | https://www.stemmer-imaging.com/de-de/produkte/sill-tzm-7260013-c/
Sill Optics | SILL TZM 7315/0,067-C | 1267 | 0.067 | 408.8 | 2.2 | 19.6 | 1.2" | Visible | no | 8.38 | flexible | 0.004 | null | C-Mount | 350 | 603.7 | https://www.stemmer-imaging.com/de-de/produkte/sill-tzm-73150067-c/
Opto Engineering | OE TC 4M HR 240-E | 2149 | 0.073 | 492.9 | 4.8 | 21.1 | 4/3" | Visible | yes | 16.00 | fix | 0.002 | 50 lp/mm @ 30% contrast | M42 | 322 | 828.8 | https://www.stemmer-imaging.com/de-de/produkte/oe-tc-4m-hr-240-e/
Opto Engineering | OE TC 4M HR 240-F | 5250 | 0.073 | 492.9 | 4.8 | 21.1 | 4/3" | Visible | yes | 16.00 | fix | 0.002 | 50 lp/mm @ 30% contrast | F-Mount | 322 | 798.3 | https://www.stemmer-imaging.com/de-de/produkte/oe-tc-4m-hr-240-f/
Opto Engineering | OE TC 4M HR 240-C | 1505 | 0.073 | 492.9 | 4.8 | 21.1 | 1/2" | Visible | yes | 16.00 | fix | 0.002 | 50 lp/mm > 30% contrast | C-Mount | 322 | 827.3 | https://www.stemmer-imaging.com/de-de/produkte/oe-tc-4m-hr-240-c/
Opto Engineering | OE TC 4M HR 016-F | 2920 | 1.055 | 43.8 | 4.8 | 21.2 | 4/3" | Visible | yes | 16.00 | fix | 32.969 | 50 lp/mm @ 30% contrast | F-Mount | 64 | 140.6 | https://www.stemmer-imaging.com/de-de/produkte/oe-tc-4m-hr-016-f/
Opto Engineering | OE TC 4M HR 120-C | 1618 | 0.143 | 334.6 | 4.8 | 21.2 | 1/2" | Visible | yes | 16.00 | fix | 0.004 | 50 lp/mm > 30% contrast | C-Mount | 180 | 475.2 | https://www.stemmer-imaging.com/de-de/produkte/oe-tc-4m-hr-120-c/
Opto Engineering | OE TC 4M HR 016-C | 2757 | 1.055 | 43.8 | 4.8 | 21.2 | 1/2" | Visible | yes | 16.00 | fix | 0.033 | 50 lp/mm > 30% contrast | C-Mount | 45 | 169.6 | https://www.stemmer-imaging.com/de-de/produkte/oe-tc-4m-hr-016-c/
Opto Engineering | OE TC 4M HR 120-F | 621 | 0.143 | 334.6 | 4.8 | 21.2 | 4/3" | Visible | yes | 16.00 | fix | 0.004 | 50 lp/mm @ 30% contrast | F-Mount | 180 | 446.2 | https://www.stemmer-imaging.com/de-de/produkte/oe-tc-4m-hr-120-f/
Opto Engineering | OE TC 4M HR 120-E | 6061 | 0.143 | 334.6 | 4.8 | 21.2 | 4/3" | Visible | yes | 16.00 | fix | 0.004 | 50 lp/mm @ 30% contrast | M42 | 180 | 476.7 | https://www.stemmer-imaging.com/de-de/produkte/oe-tc-4m-hr-120-e/
Opto Engineering | OE TC 4M HR 016-E | 1267 | 1.055 | 43.8 | 4.8 | 21.2 | 4/3" | Visible | yes | 16.00 | fix | 32.969 | 50 lp/mm @ 30% contrast | M42 | 52 | 171.1 | https://www.stemmer-imaging.com/de-de/produkte/oe-tc-4m-hr-016-e/
Opto Engineering | OE TC 4M HR 036-F | 2391 | 0.486 | 102.6 | 4.8 | 21.4 | 4/3" | Visible | yes | 16.00 | fix | 0.015 | 50 lp/mm @ 30% contrast | F-Mount | 64 | 193 | https://www.stemmer-imaging.com/de-de/produkte/oe-tc-4m-hr-036-f/
Opto Engineering | OE TC 4M HR 036-C | 4173 | 0.486 | 102.6 | 4.8 | 21.4 | 1/2" | Visible | yes | 16.00 | fix | 0.015 | 50 lp/mm > 30% contrast | C-Mount | 61 | 222 | https://www.stemmer-imaging.com/de-de/produkte/oe-tc-4m-hr-036-c/
Opto Engineering | OE TC 4M HR 036-E | 1267 | 0.486 | 102.6 | 4.8 | 21.4 | 4/3" | Visible | yes | 16.00 | fix | 0.015 | 50 lp/mm @ 30% contrast | M42 | 61 | 223.6 | https://www.stemmer-imaging.com/de-de/produkte/oe-tc-4m-hr-036-e/
Opto Engineering | OE TC 4M HR 064-E | 5863 | 0.275 | 181.9 | 4.8 | 21.6 | 4/3" | Visible | yes | 16.00 | fix | 0.009 | 50 lp/mm @ 40% contrast | M42 | 100 | 303.4 | https://www.stemmer-imaging.com/de-de/produkte/oe-tc-4m-hr-064-e/
Opto Engineering | OE TC 4M HR 064-C | 2314 | 0.275 | 181.9 | 4.8 | 21.6 | 1/2" | Visible | yes | 16.00 | fix | 0.009 | 50 lp/mm > 40% contrast | C-Mount | 100 | 301.8 | https://www.stemmer-imaging.com/de-de/produkte/oe-tc-4m-hr-064-c/
Opto Engineering | OE TC 4M HR 192-C | 1543 | 0.092 | 527.6 | 4.8 | 21.6 | 1/2" | Visible | yes | 16.00 | fix | 0.003 | 50 lp/mm > 30% contrast | C-Mount | 260 | 679.1 | https://www.stemmer-imaging.com/de-de/produkte/oe-tc-4m-hr-192-c/
Opto Engineering | OE TC 4M HR 144-C | 2480 | 0.122 | 396 | 4.8 | 21.6 | 1/2" | Visible | yes | 16.00 | fix | 0.004 | 50 lp/mm > 30% contrast | C-Mount | 200 | 537.7 | https://www.stemmer-imaging.com/de-de/produkte/oe-tc-4m-hr-144-c/
Opto Engineering | OE TC 4M HR 192-E | 2483 | 0.092 | 527.6 | 4.8 | 21.6 | 4/3" | Visible | yes | 16.00 | fix | 0.003 | 50 lp/mm @ 30% contrast | M42 | 260 | 680.7 | https://www.stemmer-imaging.com/de-de/produkte/oe-tc-4m-hr-192-e/
Opto Engineering | OE TC 4M HR 056-F | 2155 | 0.314 | 157.8 | 4.8 | 21.6 | 4/3" | Visible | yes | 16.00 | fix | 0.01 | 50 lp/mm @ 40% contrast | F-Mount | 80 | 251.7 | https://www.stemmer-imaging.com/de-de/produkte/oe-tc-4m-hr-056-f/
Opto Engineering | OE TC 4M HR 024-E | 2976 | 0.7 | 67.2 | 4.8 | 21.6 | 4/3" | Visible | yes | 16.00 | fix | 0.022 | 50 lp/mm @ 30% contrast | M42 | 52 | 196.3 | https://www.stemmer-imaging.com/de-de/produkte/oe-tc-4m-hr-024-e/
Opto Engineering | OE TC 4M HR 096-F | 1625 | 0.186 | 278.6 | 4.8 | 21.6 | 4/3" | Visible | yes | 16.00 | fix | 0.006 | 50 lp/mm @ 35% contrast | F-Mount | 143 | 363.8 | https://www.stemmer-imaging.com/de-de/produkte/oe-tc-4m-hr-096-f/
Opto Engineering | OE TC 4M HR 024-F | 2279 | 0.7 | 67.2 | 4.8 | 21.6 | 4/3" | Visible | yes | 16.00 | fix | 0.022 | 50 lp/mm @ 30% contrast | F-Mount | 64 | 165.58 | https://www.stemmer-imaging.com/de-de/produkte/oe-tc-4m-hr-024-f/
Opto Engineering | OE TC 4M HR 064-F | 1738 | 0.275 | 181.9 | 4.8 | 21.6 | 4/3" | Visible | yes | 16.00 | fix | 0.009 | 50 lp/mm @ 40% contrast | F-Mount | 100 | 272.8 | https://www.stemmer-imaging.com/de-de/produkte/oe-tc-4m-hr-064-f/
Opto Engineering | OE TC 4M HR 024-C | 2730 | 0.7 | 67.2 | 4.8 | 21.6 | 1/2" | Visible | yes | 16.00 | fix | 0.022 | 50 lp/mm > 30% contrast | C-Mount | 45 | 194.8 | https://www.stemmer-imaging.com/de-de/produkte/oe-tc-4m-hr-024-c/
Opto Engineering | OE TC 4M HR 144-E | 551 | 0.122 | 396 | 4.8 | 21.6 | 4/3" | Visible | yes | 16.00 | fix | 0.004 | 50 lp/mm @ 30% contrast | M42 | 200 | 539.2 | https://www.stemmer-imaging.com/de-de/produkte/oe-tc-4m-hr-144-e/
Opto Engineering | OE TC 4M HR 056-C | 661 | 0.314 | 157.8 | 4.8 | 21.6 | 1/2" | Visible | yes | 16.00 | fix | 0.01 | 50 lp/mm > 40% contrast | C-Mount | 80 | 280.7 | https://www.stemmer-imaging.com/de-de/produkte/oe-tc-4m-hr-056-c/
Opto Engineering | OE TC 4M HR 192-F | 496 | 0.092 | 527.6 | 4.8 | 21.6 | 4/3" | Visible | yes | 16.00 | fix | 0.003 | 50 lp/mm @ 30% contrast | F-Mount | 260 | 650.1 | https://www.stemmer-imaging.com/de-de/produkte/oe-tc-4m-hr-192-f/
Opto Engineering | OE TC 4M HR 096-E | 584 | 0.186 | 278.6 | 4.8 | 21.6 | 4/3" | Visible | yes | 16.00 | fix | 0.006 | 50 lp/mm @ 35% contrast | M42 | 143 | 394.3 | https://www.stemmer-imaging.com/de-de/produkte/oe-tc-4m-hr-096-e/
Opto Engineering | OE TC 4M HR 056-E | 479 | 0.314 | 157.8 | 4.8 | 21.6 | 4/3" | Visible | yes | 16.00 | fix | 0.01 | 50 lp/mm @ 40% contrast | M42 | 80 | 282.2 | https://www.stemmer-imaging.com/de-de/produkte/oe-tc-4m-hr-056-e/
Opto Engineering | OE TC 4M HR 144-F | 2976 | 0.122 | 396 | 4.8 | 21.6 | 4/3" | Visible | yes | 16.00 | fix | 0.004 | 50 lp/mm @ 30% contrast | F-Mount | 200 | 508.7 | https://www.stemmer-imaging.com/de-de/produkte/oe-tc-4m-hr-144-f/
Opto Engineering | OE TC 4M HR 096-C | 3572 | 0.186 | 278.6 | 4.8 | 21.6 | 1/2" | Visible | yes | 16.00 | fix | 0.006 | 50 lp/mm > 35% contrast | C-Mount | 143 | 392.8 | https://www.stemmer-imaging.com/de-de/produkte/oe-tc-4m-hr-096-c/
Opto Engineering | OE TC 4M HR 048-F | 2279 | 0.369 | 133.4 | 4.8 | 21.7 | 4/3" | Visible | yes | 16.00 | fix | 0.012 | 50 lp/mm @ 40% contrast | F-Mount | 75 | 228.1 | https://www.stemmer-imaging.com/de-de/produkte/oe-tc-4m-hr-048-f/
Opto Engineering | OE TC 4M HR 080-C | 1773 | 0.221 | 226.8 | 4.8 | 21.7 | 1/2" | Visible | yes | 16.00 | fix | 0.007 | 50 lp/mm > 40% contrast | C-Mount | 116 | 347.6 | https://www.stemmer-imaging.com/de-de/produkte/oe-tc-4m-hr-080-c/
Opto Engineering | OE TC 4M HR 080-E | 4845 | 0.221 | 226.8 | 4.8 | 21.7 | 4/3" | Visible | yes | 16.00 | fix | 0.007 | 50 lp/mm @ 40% contrast | M42 | 116 | 349.1 | https://www.stemmer-imaging.com/de-de/produkte/oe-tc-4m-hr-080-e/
Opto Engineering | OE TC 4M HR 048-E | 3030 | 0.369 | 133.4 | 4.8 | 21.7 | 4/3" | Visible | yes | 16.00 | fix | 0.012 | 50 lp/mm @ 40% contrast | M42 | 75 | 258.6 | https://www.stemmer-imaging.com/de-de/produkte/oe-tc-4m-hr-048-e/
Opto Engineering | OE TC 4M HR 080-F | 3251 | 0.221 | 226.8 | 4.8 | 21.7 | 4/3" | Visible | yes | 16.00 | fix | 0.007 | 50 lp/mm @ 40% contrast | F-Mount | 116 | 318.6 | https://www.stemmer-imaging.com/de-de/produkte/oe-tc-4m-hr-080-f/
Opto Engineering | OE TC 4M HR 048-C | 6850 | 0.369 | 133.4 | 4.8 | 21.7 | 1/2" | Visible | yes | 16.00 | fix | 0.012 | 50 lp/mm > 40% contrast | C-Mount | 75 | 257.1 | https://www.stemmer-imaging.com/de-de/produkte/oe-tc-4m-hr-048-c/
Opto Engineering | OE TC 4M 009-C | 1662 | 2 | 63.3 | 3.5 | 22 | 1/2" | Visible | yes | 22.00 | fix | 0.045 | 70 lp/mm > 30% contrast | C-Mount | 45 | 170 | https://www.stemmer-imaging.com/de-de/produkte/oe-tc-4m-009-c/
Opto Engineering | OE TC 4M 007-C | 1032 | 2.667 | 61.2 | 3.5 | 22 | 1/2" | Visible | yes | 22.00 | fix | 0.061 | 70 lp/mm > 30% contrast | C-Mount | 45 | 183.5 | https://www.stemmer-imaging.com/de-de/produkte/oe-tc-4m-007-c/
Opto Engineering | OE TC 4M 004-C | 1598 | 4 | 57.1 | 3.5 | 22 | 1/2" | Visible | yes | 22.00 | fix | 0.091 | 70 lp/mm > 30% contrast | C-Mount | 45 | 206.4 | https://www.stemmer-imaging.com/de-de/produkte/oe-tc-4m-004-c/
Opto Engineering | OE TC 4M 004-F | 1212 | 4 | 56 | 3.5 | 22 | 4/3" | Visible | yes | 22.00 | fix | 0.091 | 70 lp/mm @ 30% contrast | F-Mount | 45 | 178.4 | https://www.stemmer-imaging.com/de-de/produkte/oe-tc-4m-004-f/
Vico | VICO DTCM430-72-C-AL | 1873 | 0.333 | 178 | 3.5 | 24 | 4/3" | Visible | yes | 7.50 | fix | 0.024 | 120 lp/mm @ 30% contrast | C-Mount | 94 | 218 | https://www.stemmer-imaging.com/de-de/produkte/vico-dtcm430-72-c-al/
Vico | VICO DTCM430-16,6-F-AL | 1846 | 1.446 | 24 | 3.5 | 24 | 4/3" | Visible | yes | 9.40 | fix | 0.08 | 90 lp/mm @ 30% contrast | F-Mount | 66 | 98.3 | https://www.stemmer-imaging.com/de-de/produkte/vico-dtcm430-166-f-al/
Vico | VICO DTCM430-64-F-AL | 2757 | 0.375 | 189 | 3.5 | 24 | 4/3" | Visible | yes | 9.40 | fix | 0.021 | 70 lp/mm @ 30% contrast | F-Mount | 84 | 174 | https://www.stemmer-imaging.com/de-de/produkte/vico-dtcm430-64-f-al/
Vico | VICO DTCM430-90-C-AL | 3572 | 0.267 | 208 | 3.5 | 24 | 4/3" | Visible | yes | 7.50 | fix | 0.019 | 120 lp/mm @ 30% contrast | C-Mount | 120 | 243 | https://www.stemmer-imaging.com/de-de/produkte/vico-dtcm430-90-c-al/
Vico | VICO DTCM430-36-C-AL | 1937 | 0.67 | 110 | 3.5 | 24 | 4/3" | Visible | yes | 11.30 | fix | 0.03 | 70 lp/mm @ 30% contrast | C-Mount | 66 | 164 | https://www.stemmer-imaging.com/de-de/produkte/vico-dtcm430-36-c-al/
Vico | VICO DTCM430-48-F-AL | 661 | 0.5 | 128 | 3.5 | 24 | 4/3" | Visible | yes | 9.40 | fix | 0.028 | 85 lp/mm @ 30% contrast | F-Mount | 66 | 163 | https://www.stemmer-imaging.com/de-de/produkte/vico-dtcm430-48-f-al/
Vico | VICO DTCM430-29-C-AL | 2155 | 0.828 | 45 | 3.5 | 24 | 4/3" | Visible | yes | 7.50 | fix | 0.059 | 110 lp/mm @ 30% contrast | C-Mount | 66 | 124.1 | https://www.stemmer-imaging.com/de-de/produkte/vico-dtcm430-29-c-al/
Vico | VICO DTCM430-39-F-AL | 2730 | 0.615 | 61 | 3.5 | 24 | 4/3" | Visible | yes | 7.50 | fix | 0.044 | 110 lp/mm @ 30% contrast | F-Mount | 66 | 140.1 | https://www.stemmer-imaging.com/de-de/produkte/vico-dtcm430-39-f-al/
Vico | VICO DTCM430-33-C-AL | 5863 | 0.727 | 48 | 3.5 | 24 | 4/3" | Visible | yes | 7.50 | fix | 0.052 | 110 lp/mm @ 30% contrast | C-Mount | 66 | 136.9 | https://www.stemmer-imaging.com/de-de/produkte/vico-dtcm430-33-c-al/
Vico | VICO DTCM430-42-F-AL | 2480 | 0.517 | 118 | 3.5 | 24 | 4/3" | Visible | yes | 9.40 | fix | 0.029 | 90 lp/mm @ 30% contrast | F-Mount | 66 | 149.5 | https://www.stemmer-imaging.com/de-de/produkte/vico-dtcm430-42-f-al/
Vico | VICO DTCM430-190-C-AL | 7108 | 0.126 | 330 | 3.5 | 24 | 4/3" | Visible | yes | 7.50 | fix | 0.009 | 100 lp/mm @ 30% contrast | C-Mount | 230 | 439.3 | https://www.stemmer-imaging.com/de-de/produkte/vico-dtcm430-190-c-al/
Vico | VICO DTCM430-150-F-AL | 10325 | 0.16 | 300 | 3.5 | 24 | 4/3" | Visible | yes | 7.50 | fix | 0.011 | 100 lp/mm @ 30% contrast | F-Mount | 188 | 350 | https://www.stemmer-imaging.com/de-de/produkte/vico-dtcm430-150-f-al/
Vico | VICO DTCM430-150-C-AL | 1032 | 0.16 | 300 | 3.5 | 24 | 4/3" | Visible | yes | 7.50 | fix | 0.011 | 100 lp/mm @ 30% contrast | C-Mount | 188 | 350 | https://www.stemmer-imaging.com/de-de/produkte/vico-dtcm430-150-c-al/
Vico | VICO DTCM430-240-F-AL | 2347 | 0.1 | 410 | 3.5 | 24 | 4/3" | Visible | yes | 7.50 | fix | 0.007 | 100 lp/mm @ 30% contrast | F-Mount | 286 | 590.3 | https://www.stemmer-imaging.com/de-de/produkte/vico-dtcm430-240-f-al/
Vico | VICO DTCM430-16,6-C-AL | 1105 | 1.446 | 24 | 3.5 | 24 | 4/3" | Visible | yes | 9.40 | fix | 0.08 | 90 lp/mm @ 30% contrast | C-Mount | 66 | 98.3 | https://www.stemmer-imaging.com/de-de/produkte/vico-dtcm430-166-c-al/
Vico | VICO DTCM430-190-F-AL | 661 | 0.126 | 330 | 3.5 | 24 | 4/3" | Visible | yes | 7.50 | fix | 0.009 | 100 lp/mm @ 30% contrast | F-Mount | 230 | 439.3 | https://www.stemmer-imaging.com/de-de/produkte/vico-dtcm430-190-f-al/
Vico | VICO DTCM430-42-C-AL | 1419 | 0.517 | 118 | 3.5 | 24 | 4/3" | Visible | yes | 9.40 | fix | 0.029 | 90 lp/mm @ 30% contrast | C-Mount | 66 | 149.5 | https://www.stemmer-imaging.com/de-de/produkte/vico-dtcm430-42-c-al/
Vico | VICO DTCM430-59-C-AL | 2976 | 0.407 | 85 | 3.5 | 24 | 4/3" | Visible | yes | 7.50 | fix | 0.029 | 110 lp/mm @ 30% contrast | C-Mount | 86 | 170.6 | https://www.stemmer-imaging.com/de-de/produkte/vico-dtcm430-59-c-al/
Vico | VICO DTCM430-29-F-AL | 1462 | 0.828 | 45 | 3.5 | 24 | 4/3" | Visible | yes | 7.50 | fix | 0.059 | 110 lp/mm @ 30% contrast | F-Mount | 66 | 124.1 | https://www.stemmer-imaging.com/de-de/produkte/vico-dtcm430-29-f-al/
Vico | VICO DTCM430-120-C-AL | 661 | 0.2 | 280 | 3.5 | 24 | 4/3" | Visible | yes | 8.00 | fix | 0.013 | 100 lp/mm @ 30% contrast | C-Mount | 160 | 306.7 | https://www.stemmer-imaging.com/de-de/produkte/vico-dtcm430-120-c-al/
Vico | VICO DTCM430-90-F-AL | 3572 | 0.267 | 208 | 3.5 | 24 | 4/3" | Visible | yes | 7.50 | fix | 0.019 | 120 lp/mm @ 30% contrast | F-Mount | 120 | 243 | https://www.stemmer-imaging.com/de-de/produkte/vico-dtcm430-90-f-al/
Vico | VICO DTCM430-36-F-AL | 2242 | 0.67 | 110 | 3.5 | 24 | 4/3" | Visible | yes | 11.30 | fix | 0.03 | 70 lp/mm @ 30% contrast | F-Mount | 66 | 164 | https://www.stemmer-imaging.com/de-de/produkte/vico-dtcm430-36-f-al/
Vico | VICO DTCM430-24-F-AL | 4408 | 1 | 43 | 3.5 | 24 | 4/3" | Visible | yes | 7.50 | fix | 0.071 | 110 lp/mm @ 30% contrast | F-Mount | 66 | 115.3 | https://www.stemmer-imaging.com/de-de/produkte/vico-dtcm430-24-f-al/
Vico | VICO DTCM430-39-C-AL | 2413 | 0.615 | 61 | 3.5 | 24 | 4/3" | Visible | yes | 7.50 | fix | 0.044 | 110 lp/mm @ 30% contrast | C-Mount | 66 | 140.1 | https://www.stemmer-imaging.com/de-de/produkte/vico-dtcm430-39-c-al/
Vico | VICO DTCM430-26-C-AL | 479 | 0.923 | 73 | 3.5 | 24 | 4/3" | Visible | yes | 12.50 | fix | 0.038 | 65 lp/mm @ 30% contrast | C-Mount | 66 | 144 | https://www.stemmer-imaging.com/de-de/produkte/vico-dtcm430-26-c-al/
Vico | VICO DTCM430-64-C-AL | 1564 | 0.375 | 189 | 3.5 | 24 | 4/3" | Visible | yes | 9.40 | fix | 0.021 | 70 lp/mm @ 30% contrast | C-Mount | 84 | 174 | https://www.stemmer-imaging.com/de-de/produkte/vico-dtcm430-64-c-al/
Vico | VICO DTCM430-120-F-AL | 2730 | 0.2 | 280 | 3.5 | 24 | 4/3" | Visible | yes | 8.00 | fix | 0.013 | 100 lp/mm @ 30% contrast | F-Mount | 160 | 306.7 | https://www.stemmer-imaging.com/de-de/produkte/vico-dtcm430-120-f-al/
Vico | VICO DTCM430-72-F-AL | 2347 | 0.333 | 178 | 3.5 | 24 | 4/3" | Visible | yes | 7.50 | fix | 0.024 | 120 lp/mm @ 30% contrast | F-Mount | 94 | 218 | https://www.stemmer-imaging.com/de-de/produkte/vico-dtcm430-72-f-al/
Vico | VICO DTCM430-240-C-AL | 2389 | 0.1 | 410 | 3.5 | 24 | 4/3" | Visible | yes | 7.50 | fix | 0.007 | 100 lp/mm @ 30% contrast | C-Mount | 286 | 590.3 | https://www.stemmer-imaging.com/de-de/produkte/vico-dtcm430-240-c-al/
Vico | VICO DTCM430-33-F-AL | 1032 | 0.727 | 48 | 3.5 | 24 | 4/3" | Visible | yes | 7.50 | fix | 0.052 | 110 lp/mm @ 30% contrast | F-Mount | 66 | 136.9 | https://www.stemmer-imaging.com/de-de/produkte/vico-dtcm430-33-f-al/
Vico | VICO DTCM430-24-C-AL | 1002 | 1 | 43 | 3.5 | 24 | 4/3" | Visible | yes | 7.50 | fix | 0.071 | 110 lp/mm @ 30% contrast | C-Mount | 66 | 115.3 | https://www.stemmer-imaging.com/de-de/produkte/vico-dtcm430-24-c-al/
Vico | VICO DTCM430-59-F-AL | 3195 | 0.407 | 85 | 3.5 | 24 | 4/3" | Visible | yes | 7.50 | fix | 0.029 | 110 lp/mm @ 30% contrast | F-Mount | 59 | 170.6 | https://www.stemmer-imaging.com/de-de/produkte/vico-dtcm430-59-f-al/
Vico | VICO DTCM430-56-C-AL | 1564 | 0.429 | 138 | 3.5 | 24 | 4/3" | Visible | yes | 8.10 | fix | 0.027 | 110 lp/mm @ 30% contrast | C-Mount | 78 | 185.5 | https://www.stemmer-imaging.com/de-de/produkte/vico-dtcm430-56-c-al/
Vico | VICO DTCM430-100-F-AL | 1818 | 0.24 | 258 | 3.5 | 24 | 4/3" | Visible | yes | 9.40 | fix | 0.013 | 85 lp/mm @ 30% contrast | F-Mount | 142 | 266.4 | https://www.stemmer-imaging.com/de-de/produkte/vico-dtcm430-100-f-al/
Vico | VICO DTCM430-26-F-AL | 1047 | 0.923 | 73 | 3.5 | 24 | 4/3" | Visible | yes | 12.50 | fix | 0.038 | 65 lp/mm @ 30% contrast | F-Mount | 66 | 144 | https://www.stemmer-imaging.com/de-de/produkte/vico-dtcm430-26-f-al/
Vico | VICO DTCM430-80-F-AL | 3926 | 0.3 | 228 | 3.5 | 24 | 4/3" | Visible | yes | 9.40 | fix | 0.017 | 60 lp/mm @ 30% contrast | F-Mount | 104 | 207.9 | https://www.stemmer-imaging.com/de-de/produkte/vico-dtcm430-80-f-al/
Vico | VICO DTCM430-48-C-AL | 2161 | 0.5 | 128 | 3.5 | 24 | 4/3" | Visible | yes | 9.40 | fix | 0.028 | 85 lp/mm @ 30% contrast | C-Mount | 66 | 163 | https://www.stemmer-imaging.com/de-de/produkte/vico-dtcm430-48-c-al/
Vico | VICO DTCM430-80-C-AL | 3541 | 0.3 | 228 | 3.5 | 24 | 4/3" | Visible | yes | 9.40 | fix | 0.017 | 60 lp/mm @ 30% contrast | C-Mount | 104 | 207.9 | https://www.stemmer-imaging.com/de-de/produkte/vico-dtcm430-80-c-al/
Vico | VICO DTCM430-56-F-AL | 1564 | 0.429 | 138 | 3.5 | 24 | 4/3" | Visible | yes | 8.10 | fix | 0.027 | 110 lp/mm @ 30% contrast | F-Mount | 78 | 185.5 | https://www.stemmer-imaging.com/de-de/produkte/vico-dtcm430-56-f-al/
Vico | VICO DTCM430-100-C-AL | 1047 | 0.24 | 258 | 3.5 | 24 | 4/3" | Visible | yes | 9.40 | fix | 0.013 | 85 lp/mm @ 30% contrast | C-Mount | 142 | 266.4 | https://www.stemmer-imaging.com/de-de/produkte/vico-dtcm430-100-c-al/
Sill Optics | SILL TZL 2005/0,523-F | 2369 | 0.521 | 195 | 4.6 | 24.8 | 24,8 mm | Visible | no | 13.30 | flexible | 0.02 | null | F-Mount | 70 | 206.5 | https://www.stemmer-imaging.com/de-de/produkte/sill-tzl-20050523-f/
Sill Optics | SILL TZL 0422/2,0-M42 | 1171 | 2 | 107.5 | 7.6 | 28.6 | 28,6 mm | Visible | no | 20.00 | flexible | 0.05 | null | M42 | 47 | 136.7 | https://www.stemmer-imaging.com/de-de/produkte/sill-tzl-042220-m42/
Sill Optics | SILL TZL 0422/2,0-F | 4845 | 2 | 107.5 | 6.5 | 28.6 | 28,6 mm | Visible | no | 20.00 | flexible | 0.05 | null | M42 | 47 | 136.7 | https://www.stemmer-imaging.com/de-de/produkte/sill-tzl-042220-f/
Sill Optics | SILL TZL 2005/0,523-M42 | 871 | 0.522 | 195 | 7.6 | 28.6 | 28,6 mm | Visible | no | 13.05 | flexible | 0.02 | null | M42 | 70 | 211 | https://www.stemmer-imaging.com/de-de/produkte/sill-tzl-20050523-m42/
Vico | VICO DTCM175-26-AL | 3948 | 1.115 | 73 | 3.45 | 29 | 1.75" | Visible | yes | 15.2 | fix | 0.037 | 50 lp/mm @ 30% contrast | F-Mount | 66 | 154.7 | https://www.stemmer-imaging.com/de-de/produkte/vico-dtcm175-26-al/
Vico | VICO DTCM175-33-AL | 1712 | 0.897 | 48 | 3.45 | 29 | 1.75" | Visible | yes | 6.80 | fix | 0.075 | 120 lp/mm @ 30% contrast | F-Mount | 66 | 147.7 | https://www.stemmer-imaging.com/de-de/produkte/vico-dtcm175-33-al/
Vico | VICO DTCM175-240-AL | 1773 | 0.121 | 410 | 3.45 | 29 | 1.75" | Visible | yes | 6.80 | fix | 0.01 | 90 lp/mm @ 30% contrast | F-Mount | 286 | 601.1 | https://www.stemmer-imaging.com/de-de/produkte/vico-dtcm175-240-al/
Vico | VICO DTCM175-100-AL | 749 | 0.29 | 258 | 3.45 | 29 | 1.75" | Visible | yes | 11.30 | fix | 0.013 | 70 lp/mm @ 30% contrast | F-Mount | 142 | 277.1 | https://www.stemmer-imaging.com/de-de/produkte/vico-dtcm175-100-al/
Vico | VICO DTCM175-39-AL | 1032 | 0.744 | 61 | 3.45 | 29 | 1.75" | Visible | yes | 6.80 | fix | 0.062 | 105 lp/mm @ 30% contrast | F-Mount | 66 | 150.9 | https://www.stemmer-imaging.com/de-de/produkte/vico-dtcm175-39-al/
Vico | VICO DTCM175-29-AL | 1267 | 1 | 45 | 3.45 | 29 | 1.75" | Visible | yes | 6.80 | fix | 0.083 | 120 lp/mm @ 30% contrast | F-Mount | 66 | 134.9 | https://www.stemmer-imaging.com/de-de/produkte/vico-dtcm175-29-al/
Vico | VICO DTCM175-190-AL | 738 | 0.153 | 330 | 3.45 | 29 | 1.75" | Visible | yes | 6.80 | fix | 0.013 | 90 lp/mm @ 30% contrast | F-Mount | 230 | 450 | https://www.stemmer-imaging.com/de-de/produkte/vico-dtcm175-190-al/
Vico | VICO DTCM175-36-AL | 2259 | 0.806 | 110 | 3.45 | 29 | 1.75" | Visible | yes | 13.50 | fix | 0.031 | 60 lp/mm @ 30% contrast | F-Mount | 66 | 174.8 | https://www.stemmer-imaging.com/de-de/produkte/vico-dtcm175-36-al/
Vico | VICO DTCM175-48-AL | 2590 | 0.604 | 128 | 3.45 | 29 | 1.75" | Visible | yes | 11.30 | fix | 0.027 | 70 lp/mm @ 30% contrast | F-Mount | 66 | 173.8 | https://www.stemmer-imaging.com/de-de/produkte/vico-dtcm175-48-al/
Vico | VICO DTCM175-59-AL | 838 | 0.492 | 85 | 3.45 | 29 | 1.75" | Visible | yes | 6.80 | fix | 0.041 | 120 lp/mm @ 30% contrast | F-Mount | 86 | 181.4 | https://www.stemmer-imaging.com/de-de/produkte/vico-dtcm175-59-al/
Vico | VICO DTCM175-72-AL | 1712 | 0.403 | 178 | 3.45 | 29 | 1.75" | Visible | yes | 8.50 | fix | 0.025 | 105 lp/mm @ 30% contrast | F-Mount | 94 | 228.8 | https://www.stemmer-imaging.com/de-de/produkte/vico-dtcm175-72-al/
Vico | VICO DTCM175-120-AL | 3582 | 0.242 | 280 | 3.45 | 29 | 1.75" | Visible | yes | 9.70 | fix | 0.013 | 80 lp/mm @ 30% contrast | F-Mount | 160 | 317.5 | https://www.stemmer-imaging.com/de-de/produkte/vico-dtcm175-120-al/
Vico | VICO DTCM175-90-AL | 18874 | 0.322 | 208 | 3.45 | 29 | 1.75" | Visible | yes | 7.60 | fix | 0.023 | 100 lp/mm @ 30% contrast | F-Mount | 120 | 253.8 | https://www.stemmer-imaging.com/de-de/produkte/vico-dtcm175-90-al/
Vico | VICO DTCM175-42-AL | 1302 | 0.69 | 118 | 3.45 | 29 | 1.75" | Visible | yes | 11.40 | fix | 0.031 | 70 lp/mm @ 30% contrast | F-Mount | 66 | 160.3 | https://www.stemmer-imaging.com/de-de/produkte/vico-dtcm175-42-al/
Vico | VICO DTCM175-56-AL | 1422 | 0.518 | 138 | 3.45 | 29 | 1.75" | Visible | yes | 9.70 | fix | 0.029 | 85 lp/mm @ 30% contrast | F-Mount | 78 | 196.3 | https://www.stemmer-imaging.com/de-de/produkte/vico-dtcm175-56-al/
Vico | VICO DTCM175-150-AL | 1543 | 0.193 | 300 | 3.45 | 29 | 1.75" | Visible | yes | 8.50 | fix | 0.012 | 90 lp/mm @ 30% contrast | F-Mount | 188 | 360.7 | https://www.stemmer-imaging.com/de-de/produkte/vico-dtcm175-150-al/
Vico | VICO DTCM175-80-AL | 6138 | 0.363 | 228 | 3.45 | 29 | 1.75" | Visible | yes | 11.40 | fix | 0.017 | 50 lp/mm @ 30% contrast | F-Mount | 104 | 218.7 | https://www.stemmer-imaging.com/de-de/produkte/vico-dtcm175-80-al/
Vico | VICO DTCM175-24-AL | 2535 | 1.208 | 43 | 3.45 | 29 | 1.75" | Visible | yes | 9.00 | fix | 0.067 | 90 lp/mm @ 30% contrast | F-Mount | 66 | 126.1 | https://www.stemmer-imaging.com/de-de/produkte/vico-dtcm175-24-al/
Vico | VICO DTCM210-90-AL | 621 | 0.367 | 208 | 4.5 | 33 | 2" | Visible | yes | 8.60 | fix | 0.023 | 100 lp/mm @ 30% contrast | F-Mount | 120 | 269.5 | https://www.stemmer-imaging.com/de-de/produkte/vico-dtcm210-90-al/
Vico | VICO DTCM210-150-AL | 5730 | 0.22 | 300 | 4.5 | 33 | 1.75" | Visible | yes | 9.70 | fix | 0.012 | 80 lp/mm @ 30% contrast | F-Mount | 188 | 376.4 | https://www.stemmer-imaging.com/de-de/produkte/vico-dtcm210-150-al/
Vico | VICO DTCM210-42-AL | 1712 | 0.786 | 118 | 4.5 | 33 | 2" | Visible | yes | 12.90 | fix | 0.033 | 65 lp/mm @ 30% contrast | F-Mount | 62 | 176 | https://www.stemmer-imaging.com/de-de/produkte/vico-dtcm210-42-al/
Vico | VICO DTCM210-59-AL | 1564 | 0.559 | 85 | 4.5 | 33 | 2" | Visible | yes | 7.80 | fix | 0.04 | 105 lp/mm @ 30% contrast | F-Mount | 86 | 197.1 | https://www.stemmer-imaging.com/de-de/produkte/vico-dtcm210-59-al/
Vico | VICO DTCM210-36-AL | 1201 | 0.917 | 110 | 4.5 | 33 | 2" | Visible | yes | 15.50 | fix | 0.031 | 50 lp/mm @ 30% contrast | F-Mount | 54 | 190.5 | https://www.stemmer-imaging.com/de-de/produkte/vico-dtcm210-36-al/
Vico | VICO DTCM210-24-AL | 2700 | 1.375 | 43 | 4.5 | 33 | 1.75" | Visible | yes | 10.30 | fix | 0.069 | 80 lp/mm @ 30% contrast | F-Mount | 139 | 141.8 | https://www.stemmer-imaging.com/de-de/produkte/vico-dtcm210-24-al/
Vico | VICO DTCM210-29-AL | 6850 | 1.138 | 45 | 4.5 | 33 | 1.75" | Visible | yes | 7.80 | fix | 0.081 | 105 lp/mm @ 30% contrast | F-Mount | 66 | 150.6 | https://www.stemmer-imaging.com/de-de/produkte/vico-dtcm210-29-al/
Vico | VICO DTCM210-48-AL | 4353 | 0.668 | 128 | 4.5 | 33 | 2" | Visible | yes | 12.90 | fix | 0.028 | 60 lp/mm @ 30% contrast | F-Mount | 64 | 189.5 | https://www.stemmer-imaging.com/de-de/produkte/vico-dtcm210-48-al/
Vico | VICO DTCM210-100-AL | 3030 | 0.33 | 258 | 4.5 | 33 | 1.75" | Visible | yes | 12.90 | fix | 0.014 | 60 lp/mm @ 30% contrast | F-Mount | 142 | 292.8 | https://www.stemmer-imaging.com/de-de/produkte/vico-dtcm210-100-al/
Vico | VICO DTCM210-80-AL | 2314 | 0.41 | 228 | 4.5 | 33 | 2" | Visible | yes | 12.90 | fix | 0.017 | 45 lp/mm @ 30% contrast | F-Mount | 104 | 234.4 | https://www.stemmer-imaging.com/de-de/produkte/vico-dtcm210-80-al/
Vico | VICO DTCM210-190-AL | 904 | 0.174 | 330 | 4.5 | 33 | 1.75" | Visible | yes | 7.80 | fix | 0.012 | 100 lp/mm @ 30% contrast | F-Mount | 230 | 465.7 | https://www.stemmer-imaging.com/de-de/produkte/vico-dtcm210-190-al/
Vico | VICO DTCM210-120-AL | 2231 | 0.275 | 280 | 4.5 | 33 | 1.75" | Visible | yes | 11.00 | fix | 0.013 | 70 lp/mm @ 30% contrast | F-Mount | 160 | 333.2 | https://www.stemmer-imaging.com/de-de/produkte/vico-dtcm210-120-al/
Vico | VICO DTCM210-72-AL | 2039 | 0.458 | 178 | 4.5 | 33 | 2" | Visible | yes | 9.70 | fix | 0.025 | 90 lp/mm @ 30% contrast | F-Mount | 94 | 244.5 | https://www.stemmer-imaging.com/de-de/produkte/vico-dtcm210-72-al/
Vico | VICO DTCM210-33-AL | 2149 | 1 | 48 | 4.5 | 33 | 1.75" | Visible | yes | 7.80 | fix | 0.071 | 105 lp/mm @ 30% contrast | F-Mount | 66 | 163.4 | https://www.stemmer-imaging.com/de-de/produkte/vico-dtcm210-33-al/
Vico | VICO DTCM210-39-AL | 1818 | 0.846 | 61 | 4.5 | 33 | 2" | Visible | yes | 7.80 | fix | 0.06 | 105 lp/mm @ 30% contrast | F-Mount | 50 | 166.6 | https://www.stemmer-imaging.com/de-de/produkte/vico-dtcm210-39-al/
Vico | VICO DTCM210-240-AL | 701 | 0.138 | 410 | 4.5 | 33 | 1.75" | Visible | yes | 7.80 | fix | 0.01 | 100 lp/mm @ 30% contrast | F-Mount | 286 | 616.8 | https://www.stemmer-imaging.com/de-de/produkte/vico-dtcm210-240-al/
Vico | VICO DTCM210-56-AL | 1712 | 0.589 | 138 | 4.5 | 33 | 2" | Visible | yes | 11.10 | fix | 0.027 | 75 lp/mm @ 30% contrast | F-Mount | 78 | 212 | https://www.stemmer-imaging.com/de-de/produkte/vico-dtcm210-56-al/
Vico | VICO DTCM210-64-AL | 2757 | 0.516 | 189 | 4.5 | 33 | 2" | Visible | yes | 12.90 | fix | 0.022 | 50 lp/mm @ 30% contrast | F-Mount | 84 | 200.5 | https://www.stemmer-imaging.com/de-de/produkte/vico-dtcm210-64-al/
Sill Optics | SILL TZL 3025/0,25-F | 5025 | 0.25 | 310 | 3.5 | 35 | 35,0 mm | Visible | no | 6.25 | flexible | 0.02 | null | F-Mount | 218 | 559.8 | https://www.stemmer-imaging.com/de-de/produkte/sill-tzl-3025025-f/
Sill Optics | SILL TZL 1007/1,0-M58 | 1450 | 1 | 91 | 6.5 | 35 | 35,0 mm | Visible | no | 16.67 | flexible | 0.03 | null | M42 | 60 | 131.2 | https://www.stemmer-imaging.com/de-de/produkte/sill-tzl-100710-m58/
Sill Optics | SILL TZL 0492/2,0-M42 | 1410 | 2 | 96.5 | 4.6 | 35 | 35,0 mm | Visible | no | 14.29 | flexible | 0.07 | null | M42 | 64 | 213.9 | https://www.stemmer-imaging.com/de-de/produkte/sill-tzl-049220-m42/
Sill Optics | SILL TZL 4005/0,33-M42 | 2149 | 0.332 | 250 | 4.6 | 35 | 35,0 mm | Visible | no | 16.60 | flexible | 0.01 | null | M42 | 138 | 447.1 | https://www.stemmer-imaging.com/de-de/produkte/sill-tzl-4005033-m42/
Sill Optics | SILL TZL 4135/0,4-M42 | 2149 | 0.375 | 350 | 4.6 | 35 | 35,0 mm | Visible | no | 18.75 | flexible | 0.01 | null | M42 | 138 | 463 | https://www.stemmer-imaging.com/de-de/produkte/sill-tzl-413504-m42/
Sill Optics | SILL TZL 2605/0,71-M42 | 2248 | 0.7 | 145.6 | 3.45 | 35 | 35,0 mm | Visible | no | 7.00 | flexible | 0.05 | null | M42 | 70 | 159.9 | https://www.stemmer-imaging.com/de-de/produkte/sill-tzl-2605071-m42/
Sill Optics | SILL TZL 1005/0,92-F | 9424 | 0.924 | 100 | 6.5 | 35 | 35,0 mm | Visible | no | 23.10 | flexible | 0.02 | null | F-Mount | 60 | 138.9 | https://www.stemmer-imaging.com/de-de/produkte/sill-tzl-1005092-f/
Sill Optics | SILL TZL 0493/3,0-M60 | 1773 | 3 | 88 | 7.6 | 35 | 35,0 mm | Visible | no | 15.00 | flexible | 0.1 | null | M60 | 64 | 263.8 | https://www.stemmer-imaging.com/de-de/produkte/sill-tzl-049330-m60/
Sill Optics | SILL TZL 0421/3,0-M42 | 4173 | 3 | 98.5 | 10 | 35 | 35,0 mm | Visible | no | 25.00 | flexible | 0.06 | null | M42 | 47 | 184.5 | https://www.stemmer-imaging.com/de-de/produkte/sill-tzl-042130-m42/
Sill Optics | SILL TZM 0420/3,0/EL-16-40-M42 | 1738 | 3 | 97.4 | 7 | 35 | 35,0 mm | Visible | no | 25.00 | flexible | 0.06 | null | M42 | 70 | 186.1 | https://www.stemmer-imaging.com/de-de/produkte/sill-tzm-042030el-16-40-m42/
Sill Optics | SILL TZL 1007/1,0-M42 | 1818 | 1 | 91 | 5.6 | 35 | 35,0 mm | Visible | no | 16.67 | flexible | 0.03 | null | M42 | 60 | 131.2 | https://www.stemmer-imaging.com/de-de/produkte/sill-tzl-100710-m42/
Sill Optics | SILL TZL 0066/1,5-M42 | 779 | 1.5 | 123 | 4.6 | 35 | 35,0 mm | Visible | no | 12.50 | flexible | 0.06 | null | M42 | 84 | 294.4 | https://www.stemmer-imaging.com/de-de/produkte/sill-tzl-006615-m42/
Sill Optics | SILL TZL 1005/0,92-M42 | 18874 | 0.924 | 100 | 7.6 | 35 | 35,0 mm | Visible | no | 23.10 | flexible | 0.02 | null | M42 | 60 | 145.4 | https://www.stemmer-imaging.com/de-de/produkte/sill-tzl-1005092-m42/
Sill Optics | SILL TZL 4005/0,33-F | 1032 | 0.332 | 250 | 5.6 | 35 | 35,0 mm | Visible | no | 16.60 | flexible | 0.01 | null | F-Mount | 138 | 439 | https://www.stemmer-imaging.com/de-de/produkte/sill-tzl-4005033-f/
Sill Optics | SILL TZL 4299/0,38-F | 920 | 0.38 | 260 | 3.5 | 35 | 35,0 mm | Visible | no | 9.50 | flexible | 0.02 | null | F-Mount | 138 | 307.3 | https://www.stemmer-imaging.com/de-de/produkte/sill-tzl-4299038-f/
Vico | VICO DTCM71M-100-AL | 4463 | 0.39 | 258 | 3.1 | 39 | 39,0 mm | Visible | yes | 15.30 | fix | 0.013 | 55 lp/mm @ 30% contrast | F-Mount | 142 | 309.1 | https://www.stemmer-imaging.com/de-de/produkte/vico-dtcm71m-100-al/
Vico | VICO DTCM71M-29-AL | 1450 | 1.345 | 45 | 3.1 | 39 | 39,0 mm | Visible | yes | 9.20 | fix | 0.075 | 75 lp/mm @ 30% contrast | F-Mount | 66 | 166.8 | https://www.stemmer-imaging.com/de-de/produkte/vico-dtcm71m-29-al/
Vico | VICO DTCM71M-24-AL | 3471 | 1.625 | 43 | 3.1 | 39 | 39,0 mm | Visible | yes | 12.20 | fix | 0.068 | 70 lp/mm @ 30% contrast | F-Mount | 66 | 158 | https://www.stemmer-imaging.com/de-de/produkte/vico-dtcm71m-24-al/
Vico | VICO DTCM71M-72-AL | 661 | 0.542 | 178 | 3.1 | 39 | 39,0 mm | Visible | yes | 11.50 | fix | 0.025 | 75 lp/mm @ 30% contrast | F-Mount | 94 | 260.7 | https://www.stemmer-imaging.com/de-de/produkte/vico-dtcm71m-72-al/
Vico | VICO DTCM71M-42-AL | 3948 | 0.929 | 118 | 3.1 | 39 | 39,0 mm | Visible | yes | 15.30 | fix | 0.031 | 55 lp/mm @ 30% contrast | F-Mount | 66 | 192.2 | https://www.stemmer-imaging.com/de-de/produkte/vico-dtcm71m-42-al/
Vico | VICO DTCM71M-33-AL | 646 | 1.182 | 48 | 3.1 | 39 | 39,0 mm | Visible | yes | 9.20 | fix | 0.066 | 90 lp/mm @ 30% contrast | F-Mount | 66 | 179.6 | https://www.stemmer-imaging.com/de-de/produkte/vico-dtcm71m-33-al/
Vico | VICO DTCM71M-120-AL | 1102 | 0.325 | 280 | 3.1 | 39 | 39,0 mm | Visible | yes | 13.10 | fix | 0.013 | 65 lp/mm @ 30% contrast | F-Mount | 160 | 349.4 | https://www.stemmer-imaging.com/de-de/produkte/vico-dtcm71m-120-al/
Vico | VICO DTCM71M-80-AL | 551 | 0.488 | 228 | 3.1 | 39 | 39,0 mm | Visible | yes | 22.90 | fix | 0.011 | 35 lp/mm @ 30% contrast | F-Mount | 104 | 250.6 | https://www.stemmer-imaging.com/de-de/produkte/vico-dtcm71m-80-al/
Vico | VICO DTCM71M-90-AL | 2248 | 0.433 | 208 | 3.1 | 39 | 39,0 mm | Visible | yes | 10.20 | fix | 0.022 | 85 lp/mm @ 30% contrast | F-Mount | 120 | 285.7 | https://www.stemmer-imaging.com/de-de/produkte/vico-dtcm71m-90-al/
Vico | VICO DTCM71M-56-AL | 2161 | 0.696 | 138 | 3.1 | 39 | 39,0 mm | Visible | yes | 13.10 | fix | 0.027 | 65 lp/mm @ 30% contrast | F-Mount | 78 | 228.2 | https://www.stemmer-imaging.com/de-de/produkte/vico-dtcm71m-56-al/
Vico | VICO DTCM71M-240-AL | 4173 | 0.163 | 410 | 3.1 | 39 | 39,0 mm | Visible | yes | 7.60 | fix | 0.012 | 75 lp/mm @ 30% contrast | F-Mount | 286 | 633 | https://www.stemmer-imaging.com/de-de/produkte/vico-dtcm71m-240-al/
Vico | VICO DTCM71M-190-AL | 3152 | 0.205 | 330 | 3.1 | 39 | 39,0 mm | Visible | yes | 9.20 | fix | 0.011 | 100 lp/mm @ 30% contrast | F-Mount | 230 | 481.9 | https://www.stemmer-imaging.com/de-de/produkte/vico-dtcm71m-190-al/
Vico | VICO DTCM71M-150-AL | 1618 | 0.26 | 300 | 3.1 | 39 | 39,0 mm | Visible | yes | 11.50 | fix | 0.012 | 65 lp/mm @ 30% contrast | F-Mount | 188 | 392.7 | https://www.stemmer-imaging.com/de-de/produkte/vico-dtcm71m-150-al/
Vico | VICO DTCM71M-59-AL | 779 | 0.661 | 85 | 3.1 | 39 | 39,0 mm | Visible | yes | 6.50 | fix | 0.055 | 105 lp/mm @ 30% contrast | F-Mount | 86 | 213.3 | https://www.stemmer-imaging.com/de-de/produkte/vico-dtcm71m-59-al/
Vico | VICO DTCM71M-39-AL | 540 | 1 | 61 | 3.1 | 39 | 39,0 mm | Visible | yes | 6.50 | fix | 0.083 | 95 lp/mm @ 30% contrast | F-Mount | 66 | 182.8 | https://www.stemmer-imaging.com/de-de/produkte/vico-dtcm71m-39-al/
Vico | VICO DTCM71M-36-AL | 2231 | 1.083 | 110 | 3.1 | 39 | 39,0 mm | Visible | yes | 18.30 | fix | 0.03 | 43 lp/mm @ 30% contrast | F-Mount | 66 | 206.7 | https://www.stemmer-imaging.com/de-de/produkte/vico-dtcm71m-36-al/
Vico | VICO DTCM71M-64-AL | 617 | 0.609 | 189 | 3.1 | 39 | 39,0 mm | Visible | yes | 15.30 | fix | 0.02 | 35 lp/mm @ 30% contrast | F-Mount | 84 | 216.7 | https://www.stemmer-imaging.com/de-de/produkte/vico-dtcm71m-64-al/
Vico | VICO DTCM71M-48-AL | 2039 | 0.813 | 128 | 3.1 | 39 | 39,0 mm | Visible | yes | 15.30 | fix | 0.027 | 50 lp/mm @ 30% contrast | F-Mount | 66 | 205.7 | https://www.stemmer-imaging.com/de-de/produkte/vico-dtcm71m-48-al/
Opto Engineering | OE TC 16M 036-F | 1846 | 1 | 102.6 | 4.8 | 42 | 35,0 mm | Visible | yes | 16.00 | fix | 0.031 | 50 lp/mm @ 30% contrast | F-Mount | 64 | 309 | https://www.stemmer-imaging.com/de-de/produkte/oe-tc-16m-036-f/
Sill Optics | SILL TZL 0452/8,0-M42 | 2248 | 8 | 50.3 | 25 | 43 | 43,3 mm | Visible | no | 44.44 | flexible | 0.09 | null | M42 | 47 | 204.9 | https://www.stemmer-imaging.com/de-de/produkte/sill-tzl-045280-m42/
Sill Optics | SILL TZL 0412/3,0-M42 | 1410 | 3 | 98.5 | 12 | 43 | 43,3 mm | Visible | no | 50.00 | flexible | 0.03 | null | M42 | 47 | 190.1 | https://www.stemmer-imaging.com/de-de/produkte/sill-tzl-041230-m42/
Sill Optics | SILL TZL 1615/0,36-F | 2149 | 0.362 | 300 | 5.6 | 43 | 43,3 mm | Visible | no | 18.10 | flexible | 0.01 | null | F-Mount | 173 | 627.7 | https://www.stemmer-imaging.com/de-de/produkte/sill-tzl-1615036-f/
Sill Optics | SILL TZL 0451/10,0-M42 | 551 | 10 | 49.7 | 25 | 43 | 43,3 mm | Visible | no | 50.00 | flexible | 0.1 | null | M42 | 47 | 250.7 | https://www.stemmer-imaging.com/de-de/produkte/sill-tzl-0451100-m42/
Sill Optics | SILL TZL 0494/4,0-M60 | 3152 | 4 | 83.6 | 7.6 | 43 | 43 mm | Visible | no | 20.00 | flexible | 0.1 | null | M60 | 64 | 314.5 | https://www.stemmer-imaging.com/de-de/produkte/sill-tzl-049440-m60/
Sill Optics | SILL TZL 0452/8,0-F | 2757 | 8 | 50.3 | 16 | 43 | 43,3 mm | Visible | no | 44.44 | flexible | 0.09 | null | F-Mount | 54.5 | 198.3 | https://www.stemmer-imaging.com/de-de/produkte/sill-tzl-045280-f/
Sill Optics | SILL TZL 3018/0,231 | 2161 | 0.231 | 310 | 3.45 | 43 | 43,3 mm | Visible | no | 5.76 | flexible | 0.02 | null | M58 | 218 | 586 | https://www.stemmer-imaging.com/de-de/produkte/sill-tzl-30180231/
Sill Optics | SILL TZL 0492/2,0-M72 | 3948 | 2 | 96.5 | 4.6 | 43 | 43 mm | Visible | no | 14.30 | flexible | 0.07 | null | M72 | 74 | 206.6 | https://www.stemmer-imaging.com/de-de/produkte/sill-tzl-049220-m72/
Sill Optics | SILL TZM 5066/1,5-F | 1145 | 1.5 | 21.5 | 4.6 | 43 | 43 mm | Visible | no | 10.71 | flexible | 0.07 | null | F-Mount | 65 | 110.2 | https://www.stemmer-imaging.com/de-de/produkte/sill-tzm-506615-f/
Sill Optics | SILL TZL 1268/3,0-M42 | 2389 | 3 | 47.8 | 3.45 | 43 | 43 mm | Visible | no | 10.71 | flexible | 0.14 | null | M42 | 94 | 259.8 | https://www.stemmer-imaging.com/de-de/produkte/sill-tzl-126830-m42/
Sill Optics | SILL TZL 0402/2,0-M42 | 6850 | 2 | 107.5 | 10 | 43 | 43,3 mm | Visible | no | 33.33 | flexible | 0.03 | null | M42 | 47 | 131.4 | https://www.stemmer-imaging.com/de-de/produkte/sill-tzl-040220-m42/
Sill Optics | SILL TZL 1268/3,0-M72 | 1618 | 3 | 47.8 | 3.5 | 43 | 43 mm | Visible | no | 10.72 | flexible | 0.14 | null | M72 | 94 | 289.9 | https://www.stemmer-imaging.com/de-de/produkte/sill-tzl-126830-m72/
Opto Engineering | OE TC 16M 056-F | 2161 | 0.641 | 148.6 | 4.8 | 43.3 | 35,0 mm | Visible | yes | 16.00 | fix | 0.02 | 50 lp/mm @ 40% contrast | F-Mount | 80 | 338.5 | https://www.stemmer-imaging.com/de-de/produkte/oe-tc-16m-056-f/
Opto Engineering | OE TC 16M 036-Q | 6557 | 1 | 102.6 | 4.8 | 43.3 | 35,0 mm | Visible | yes | 16.00 | fix | 0.031 | 50 lp/mm @ 30% contrast | M58 | 64 | 348.9 | https://www.stemmer-imaging.com/de-de/produkte/oe-tc-16m-036-q/
Opto Engineering | OE TC 16M 064-F | 975 | 0.561 | 170.6 | 4.8 | 43.3 | 35,0 mm | Visible | yes | 3.51 | fix | 0.08 | 50 lp/mm @ 30% contrast | C-Mount | 100 | 359.6 | https://www.stemmer-imaging.com/de-de/produkte/oe-tc-16m-064-f/
Opto Engineering | OE TC 16M 080-Q | 2369 | 0.46 | 197.3 | 4.8 | 43.3 | 35,0 mm | Visible | yes | 16.00 | fix | 0.014 | 50 lp/mm @ 30% contrast | M58 | 116 | 446.4 | https://www.stemmer-imaging.com/de-de/produkte/oe-tc-16m-080-q/
Opto Engineering | OE TC 16M 048-F | 1662 | 0.751 | 125.6 | 4.8 | 43.3 | 35,0 mm | Visible | yes | 16.00 | fix | 0.023 | 50 lp/mm @ 30% contrast | F-Mount | 75 | 315.2 | https://www.stemmer-imaging.com/de-de/produkte/oe-tc-16m-048-f/
Opto Engineering | OE TC 16M 048-Q | 2149 | 0.75 | 125.6 | 4.8 | 43.3 | 35,0 mm | Visible | yes | 16.00 | fix | 6 | 50 lp/mm @ 40% contrast | M58 | 75 | 355.2 | https://www.stemmer-imaging.com/de-de/produkte/oe-tc-16m-048-q/
Opto Engineering | OE TC 16M 018-F | 6999 | 2 | 57.8 | 4.8 | 43.3 | 35,0 mm | Visible | yes | 16.00 | fix | 0.063 | 50 lp/mm @ 40% contrast | F-Mount | 64 | 259.6 | https://www.stemmer-imaging.com/de-de/produkte/oe-tc-16m-018-f/
Opto Engineering | OE TC 16M 240-Q | 937 | 0.15 | 542.8 | 4.8 | 43.3 | 35,0 mm | Visible | yes | 16.00 | fix | 0.005 | 50 lp/mm @ 40% contrast | M58 | 322 | 938.7 | https://www.stemmer-imaging.com/de-de/produkte/oe-tc-16m-240-q/
Opto Engineering | OE TC 16M 120-F | 3471 | 0.289 | 331.6 | 4.8 | 43.3 | 35,0 mm | Visible | yes | 16.00 | fix | 0.009 | 50 lp/mm @ 40% contrast | F-Mount | 180 | 538.1 | https://www.stemmer-imaging.com/de-de/produkte/oe-tc-16m-120-f/
Opto Engineering | OE TC 16M 096-F | 5355 | 0.38 | 262.3 | 4.8 | 43.3 | 35,0 mm | Visible | yes | 16.00 | fix | 0.012 | 50 lp/mm @ 40% contrast | F-Mount | 143 | 449.2 | https://www.stemmer-imaging.com/de-de/produkte/oe-tc-16m-096-f/
Opto Engineering | OE TC 16M 009-F | 551 | 4 | 57.8 | 4.8 | 43.3 | 35,0 mm | Visible | yes | 22.00 | fix | 0.091 | 50 lp/mm @ 20% contrast | F-Mount | 64 | 487.9 | https://www.stemmer-imaging.com/de-de/produkte/oe-tc-16m-009-f/
Opto Engineering | OE TC 16M 012-F | 2149 | 3 | 57.8 | 4.8 | 43.3 | 35,0 mm | Visible | yes | 18.00 | fix | 0.083 | 50 lp/mm @ 30% contrast | F-Mount | 64 | 378.7 | https://www.stemmer-imaging.com/de-de/produkte/oe-tc-16m-012-f/
Opto Engineering | OE TC 16M 080-F | 1155 | 0.463 | 197.3 | 4.8 | 43.3 | 35,0 mm | Visible | yes | 16.00 | fix | 0.014 | 50 lp/mm @ 30% contrast | F-Mount | 116 | 406.4 | https://www.stemmer-imaging.com/de-de/produkte/oe-tc-16m-080-f/
Opto Engineering | OE TC 16M 144-F | 2389 | 0.245 | 397.4 | 4.8 | 43.3 | 35,0 mm | Visible | yes | 16.00 | fix | 1.96 | 50 lp/mm @ 40% contrast | F-Mount | 200 | 597.8 | https://www.stemmer-imaging.com/de-de/produkte/oe-tc-16m-144-f/
Opto Engineering | OE TC 16M 240 | 3948 | 0.15 | 542.8 | 4.8 | 43.3 | 35,0 mm | Visible | yes | 16.00 | fix | 0.005 | 50 lp/mm @ 40% contrast | F-Mount | 322 | 899 | https://www.stemmer-imaging.com/de-de/produkte/oe-tc-16m-240/
Vico | VICO DTCM35F-33-AL | 9424 | 1.333 | 48 | 4.8 | 44 | 35,0 mm | Visible | yes | 10.30 | fix | 0.067 | 80 lp/mm @ 30% contrast | F-Mount | 66 | 188.5 | https://www.stemmer-imaging.com/de-de/produkte/vico-dtcm35f-33-al/
Vico | VICO DTCM35F-59-AL | 2347 | 0.746 | 85 | 4.8 | 44 | 35,0 mm | Visible | yes | 10.30 | fix | 0.037 | 80 lp/mm @ 30% contrast | F-Mount | 86 | 222.2 | https://www.stemmer-imaging.com/de-de/produkte/vico-dtcm35f-59-al/
Vico | VICO DTCM35F-56-AL | 7349 | 0.785 | 138 | 4.8 | 44 | 35,0 mm | Visible | yes | 14.80 | fix | 0.028 | 55 lp/mm @ 30% contrast | F-Mount | 78 | 237.1 | https://www.stemmer-imaging.com/de-de/produkte/vico-dtcm35f-56-al/
Vico | VICO DTCM35F-150-AL | 2149 | 0.293 | 300 | 4.8 | 44 | 35,0 mm | Visible | yes | 13.00 | fix | 0.011 | 60 lp/mm @ 30% contrast | F-Mount | 188 | 401.5 | https://www.stemmer-imaging.com/de-de/produkte/vico-dtcm35f-150-al/
Vico | VICO DTCM35F-240-AL | 617 | 0.183 | 410 | 4.8 | 44 | 35,0 mm | Visible | yes | 10.30 | fix | 0.009 | 75 lp/mm @ 30% contrast | F-Mount | 286 | 641.9 | https://www.stemmer-imaging.com/de-de/produkte/vico-dtcm35f-240-al/
Vico | VICO DTCM35F-64-AL | 637 | 0.688 | 189 | 4.8 | 44 | 35,0 mm | Visible | yes | 17.30 | fix | 0.02 | 35 lp/mm @ 30% contrast | F-Mount | 84 | 225.6 | https://www.stemmer-imaging.com/de-de/produkte/vico-dtcm35f-64-al/
Vico | VICO DTCM35F-42-AL | 2248 | 1.048 | 118 | 4.8 | 44 | 35,0 mm | Visible | yes | 17.20 | fix | 0.031 | 45 lp/mm @ 30% contrast | F-Mount | 66 | 201.1 | https://www.stemmer-imaging.com/de-de/produkte/vico-dtcm35f-42-al/
Vico | VICO DTCM35F-24-AL | 1267 | 1.83 | 43 | 4.8 | 44 | 35,0 mm | Visible | yes | 13.80 | fix | 0.07 | 55 lp/mm @ 30% contrast | F-Mount | 66 | 166.9 | https://www.stemmer-imaging.com/de-de/produkte/vico-dtcm35f-24-al/
Vico | VICO DTCM35F-100-AL | 2480 | 0.44 | 258 | 4.8 | 44 | 2/3" | Visible | yes | 14.80 | fix | 0.016 | 45 lp/mm @ 30% contrast | F-Mount | 142 | 317.9 | https://www.stemmer-imaging.com/de-de/produkte/vico-dtcm35f-100-al/
Vico | VICO DTCM35F-120-AL | 5250 | 0.367 | 280 | 4.8 | 44 | 35,0 mm | Visible | yes | 14.80 | fix | 0.013 | 50 lp/mm @ 30% contrast | F-Mount | 160 | 358.3 | https://www.stemmer-imaging.com/de-de/produkte/vico-dtcm35f-120-al/
Vico | VICO DTCM35F-80-AL | 5316 | 0.55 | 228 | 4.8 | 44 | 35,0 mm | Visible | yes | 17.00 | fix | 0.016 | 30 lp/mm @ 30% contrast | F-Mount | 104 | 259.5 | https://www.stemmer-imaging.com/de-de/produkte/vico-dtcm35f-80-al/
Vico | VICO DTCM35F-39-AL | 479 | 1.128 | 61 | 4.8 | 44 | 35,0 mm | Visible | yes | 10.30 | fix | 0.056 | 80 lp/mm @ 30% contrast | F-Mount | 66 | 191.7 | https://www.stemmer-imaging.com/de-de/produkte/vico-dtcm35f-39-al/
Vico | VICO DTCM35F-72-AL | 11389 | 0.611 | 178 | 4.8 | 44 | 35,0 mm | Visible | yes | 12.90 | fix | 0.025 | 65 lp/mm @ 30% contrast | F-Mount | 94 | 269.6 | https://www.stemmer-imaging.com/de-de/produkte/vico-dtcm35f-72-al/
Vico | VICO DTCM35F-29-AL | 2369 | 1.517 | 45 | 4.8 | 44 | 35,0 mm | Visible | yes | 10.30 | fix | 0.076 | 80 lp/mm @ 30% contrast | F-Mount | 66 | 175.7 | https://www.stemmer-imaging.com/de-de/produkte/vico-dtcm35f-29-al/
Vico | VICO DTCM35F-90-AL | 1818 | 0.489 | 208 | 4.8 | 44 | 35,0 mm | Visible | yes | 11.50 | fix | 0.022 | 65 lp/mm @ 30% contrast | F-Mount | 120 | 294.6 | https://www.stemmer-imaging.com/de-de/produkte/vico-dtcm35f-90-al/
Vico | VICO DTCM35F-190-AL | 1389 | 0.23 | 330 | 4.8 | 44 | 35,0 mm | Visible | yes | 10.30 | fix | 0.012 | 75 lp/mm @ 30% contrast | F-Mount | 230 | 490.8 | https://www.stemmer-imaging.com/de-de/produkte/vico-dtcm35f-190-al/
Vico | VICO DTCM35F-48-AL | 2389 | 0.92 | 128 | 4.8 | 44 | 35,0 mm | Visible | yes | 17.00 | fix | 0.027 | 45 lp/mm @ 30% contrast | F-Mount | 66 | 214.6 | https://www.stemmer-imaging.com/de-de/produkte/vico-dtcm35f-48-al/
Vico | VICO DTCM16K-39-AL | 1793 | 1.513 | 61 | 3.5 | 59.3 | 59,0 mm | Visible | yes | 9.80 | fix | 0.084 | 70 lp/mm @ 30% contrast | M72 | 95 | 272.1 | https://www.stemmer-imaging.com/de-de/produkte/vico-dtcm16k-39-al/
Vico | VICO DTCM16K-190-AL | 4627 | 0.311 | 330 | 3.5 | 59.3 | 1/2.5" | Visible | yes | 13.90 | fix | 0.012 | 55 lp/mm @ 30% contrast | M72 | 230 | 571.2 | https://www.stemmer-imaging.com/de-de/produkte/vico-dtcm16k-190-al/
Vico | VICO DTCM16K-150-AL | 5250 | 0.393 | 300 | 3.5 | 59.3 | 1/2.5" | Visible | yes | 17.30 | fix | 0.012 | 45 lp/mm @ 30% contrast | M72 | 188 | 482 | https://www.stemmer-imaging.com/de-de/produkte/vico-dtcm16k-150-al/
Vico | VICO DTCM16K-29-AL | 2149 | 2.03 | 45 | 3.5 | 59.3 | 59,0 mm | Visible | yes | 13.90 | fix | 0.078 | 55 lp/mm @ 30% contrast | M72 | 95 | 256.1 | https://www.stemmer-imaging.com/de-de/produkte/vico-dtcm16k-29-al/
Vico | VICO DTCM16K-33-AL | 2155 | 1.788 | 48 | 3.5 | 59.3 | 59,0 mm | Visible | yes | 13.90 | fix | 0.069 | 55 lp/mm @ 30% contrast | M72 | 95 | 268.9 | https://www.stemmer-imaging.com/de-de/produkte/vico-dtcm16k-33-al/

## Tabelle3
Magnification (max) | Vergrößerung | Faktor
0.333 | 0.25532 | 1.3043 | 1.4572 | 1.4 | Bestimmung des Schärfetiefenbereichs: Kalibrierung mit https://www.stemmer-imaging.com/media/uploads/websites/documents/products/optics/Opto-Engineering/en-Opto-Engineering-TC-2M-4M-series-leaflet-Bi-Telecentric-Lens-for-Large-Detectors-OOPEN42-201306.pdf
0.511 | 0.34074 | 1.4997 |  |  | Blende | 6.8
0.25 | 0.16055 | 1.5571 |  |  | Pixelgröße | 0.005
1.333 | 0.66667 | 1.9995 |  |  | Vergr.:
0.746 | 0.51163 | 1.4581 |  |  | 4 | 0.017
0.367 | 0.275 | 1.3345 |  |  | 2.6 | 0.040237
3.5 | 0.34043 | 10.2812 |  |  | 2 | 0.068
0.503 | 0.31923 | 1.5757 |  |  | 1.06 | 0.24208
0.193 | 0.11458 | 1.6844 |  |  | 0.7 | 0.5551
0.374 | 0.14667 | 2.55 |  |  | 0.48 | 1.1806
0.785 | 0.5641 | 1.3916 |  |  | 0.36 | 2.0988
8 | 0.91489 | 8.7442 |  |  | 0.31 | 2.8304
0.193 | 0.11594 | 1.6646 |  |  | 0.275 | 3.5967
0.133 | 0.092486 | 1.4381 |  |  | 0.245 | 4.5314
0.897 | 0.43939 | 2.0414 |  |  | 0.221 | 5.5691
0.222 | 0.22222 | 0.999 |  |  | 0.207 | 6.3479
0.22 | 0.17553 | 1.2533 |  |  | 0.187 | 7.7783
0.042 | 0.034783 | 1.2075 |  |  | 0.09 | 33.5802
0.293 | 0.23404 | 1.2519
0.121 | 0.1014 | 1.1933
1.446 | 0.36364 | 3.9765
0.192 | 0.11458 | 1.6756
0.122 | 0.083721 | 1.4572
0.343 | 0.12 | 2.8583
0.375 | 0.28571 | 1.3125
1.6 | 0.24615 | 6.5
0.077 | 0.09375 | 0.82133
0.39 | 0.27465 | 1.42
0.158 | 0.12128 | 1.3028
0.195 | 0.11458 | 1.7018
3 | 0.91489 | 3.2791
0.231 | 0.1766 | 1.3081
0.09 | 0.06338 | 1.42
1.345 | 0.59091 | 2.2762
0.317 | 0.21111 | 1.5016
0.362 | 0.24855 | 1.4564
0.132 | 0.07971 | 1.656
0.338 | 0.15714 | 2.1509
0.231 | 0.18 | 1.2833
0.713 | 0.22857 | 3.1194
0.426 | 0.332 | 1.2831
1.513 | 0.62421 | 2.4239
0.097 | 0.08 | 1.2125
0.204 | 0.15333 | 1.3304
0.067 | 0.05 | 1.34
0.267 | 0.2 | 1.335
0.183 | 0.15385 | 1.1895
0.205 | 0.16 | 1.2812
0.542 | 0.25714 | 2.1078
0.056 | 0.052023 | 1.0764
0.127 | 0.09375 | 1.3547
0.708 | 0.41818 | 1.693
7 | 0.30769 | 22.75
0.664 | 0.18333 | 3.6218
0.67 | 0.36364 | 1.8425
0.06 | 0.045 | 1.3333
0.11 | 0.088298 | 1.2458
0.055 | 0.044444 | 1.2375
0.184 | 0.12958 | 1.42
0.472 | 0.368 | 1.2826
0.188 | 0.14062 | 1.3369
0.5 | 0.36364 | 1.375
0.521 | 0.35429 | 1.4706
0.828 | 0.36364 | 2.277
0.123 | 0.097872 | 1.2567
10 | 0.91489 | 10.9302
0.615 | 0.36364 | 1.6912
0.727 | 0.36364 | 1.9992
1 | 0.58333 | 1.7143
0.2 | 0.12 | 1.6667
0.29 | 0.20423 | 1.42
0.2 | 0.15 | 1.3333
0.171 | 0.11613 | 1.4725
0.786 | 0.53226 | 1.4767
0.112 | 0.092486 | 1.211
0.08 | 0.056338 | 1.42
2 | 0.34043 | 5.875
4 | 0.67188 | 5.9535
0.238 | 0.17813 | 1.3361
0.072 | 0.050704 | 1.42
1.625 | 0.59091 | 2.75
0.517 | 0.36364 | 1.4218
0.311 | 0.25783 | 1.2062
2 | 0.54688 | 3.6571
5 | 0.30769 | 16.25
0.688 | 0.52381 | 1.3135
0.193 | 0.13256 | 1.456
1.5 | 0.4 | 3.75
1.048 | 0.66667 | 1.572
0.126 | 0.10435 | 1.2075
0.16 | 0.12766 | 1.2533
0.06 | 0.047872 | 1.2533
0.089 | 0.038797 | 2.294
8 | 0.78899 | 10.1395
0.25 | 0.18333 | 1.3636
0.16 | 0.12766 | 1.2533
0.542 | 0.41489 | 1.3064
0.1 | 0.083916 | 1.1917
0.211 | 0.16667 | 1.266
0.559 | 0.38372 | 1.4568
1 | 0.47429 | 2.1084
0.308 | 0.18182 | 1.694
0.296 | 0.21282 | 1.3908
0.231 | 0.19725 | 1.1711
0.332 | 0.25362 | 1.309
0.578 | 0.21333 | 2.7094
1.446 | 0.36364 | 3.9765
0.126 | 0.10435 | 1.2075
0.047 | 0.03913 | 1.2011
0.375 | 0.275 | 1.3636
0.138 | 0.10375 | 1.3301
0.214 | 0.14516 | 1.4742
0.375 | 0.25362 | 1.4786
0.517 | 0.36364 | 1.4218
0.687 | 0.32571 | 2.1092
0.19 | 0.12903 | 1.4725
0.367 | 0.16667 | 2.202
0.7 | 0.5 | 1.4
0.477 | 0.29231 | 1.6318
0.407 | 0.27907 | 1.4584
0.828 | 0.36364 | 2.277
0.917 | 0.61111 | 1.5005
0.692 | 0.42564 | 1.6258
0.038 | 0.031304 | 1.2139
1.375 | 0.23741 | 5.7917
0.289 | 0.16667 | 1.734
0.185 | 0.144 | 1.2847
0.744 | 0.43939 | 1.6932
0.048 | 0.038298 | 1.2533
0.2 | 0.15 | 1.3333
2 | 0.60851 | 3.2867
0.184 | 0.13833 | 1.3301
0.393 | 0.24783 | 1.5858
0.195 | 0.11594 | 1.6819
0.634 | 0.4 | 1.585
1.138 | 0.5 | 2.276
1 | 0.43939 | 2.2759
0.153 | 0.12609 | 1.2134
0.929 | 0.59091 | 1.5722
1.182 | 0.59091 | 2.0003
0.383 | 0.2875 | 1.3322
0.325 | 0.24375 | 1.3333
0.329 | 0.2359 | 1.3947
0.267 | 0.2 | 1.335
0.67 | 0.36364 | 1.8425
1 | 0.36364 | 2.75
0.131 | 0.09375 | 1.3973
0.13 | 0.12857 | 1.0111
0.06 | 0.049565 | 1.2105
0.668 | 0.51562 | 1.2955
0.615 | 0.36364 | 1.6912
0.923 | 0.36364 | 2.5383
0.375 | 0.28571 | 1.3125
0.438 | 0.25909 | 1.6905
5 | 0.275 | 18.1818
0.292 | 0.16667 | 1.752
2 | 0.4 | 5
0.434 | 0.20571 | 2.1097
0.806 | 0.43939 | 1.8343
0.2 | 0.15 | 1.3333
0.114 | 0.080282 | 1.42
0.502 | 0.18333 | 2.7382
0.767 | 0.46 | 1.6674
0.171 | 0.11458 | 1.4924
0.346 | 0.20455 | 1.6916
3 | 0.30769 | 9.75
0.143 | 0.10256 | 1.3942
0.204 | 0.14615 | 1.3958
1.108 | 0.46 | 2.4087
0.488 | 0.375 | 1.3013
1.83 | 0.66667 | 2.745
0.088 | 0.063584 | 1.384
1 | 0.2 | 5
0.027 | 0.022857 | 1.1812
0.604 | 0.43939 | 1.3746
0.333 | 0.25532 | 1.3043
0.1 | 0.076596 | 1.3056
0.433 | 0.325 | 1.3323
0.33 | 0.23239 | 1.42
0.281 | 0.19302 | 1.4558
0.277 | 0.16364 | 1.6928
0.07 | 0.061111 | 1.1455
0.924 | 0.58333 | 1.584
0.035 | 0.031429 | 1.1136
2 | 0.58108 | 3.4419
0.1 | 0.075 | 1.3333
0.492 | 0.33721 | 1.459
0.076 | 0.052023 | 1.4609
0.44 | 0.30986 | 1.42
1.87 | 0.24615 | 7.5969
0.5 | 0.18333 | 2.7273
0.1 | 0.083916 | 1.1917
0.127 | 0.095 | 1.3368
0.696 | 0.5 | 1.392
0.346 | 0.25938 | 1.334
0.095 | 0.10889 | 0.87245
0.403 | 0.30851 | 1.3063
0.41 | 0.31731 | 1.2921
1.6 | 0.2 | 8
1.5 | 0.66154 | 2.2674
0.28 | 0.16667 | 1.68
0.256 | 0.19574 | 1.3078
0.249 | 0.15652 | 1.5908
0.25 | 0.16667 | 1.5
0.3 | 0.18462 | 1.625
0.375 | 0.23077 | 1.625
0.246 | 0.16667 | 1.476
3 | 0.45745 | 6.5581
0.242 | 0.18125 | 1.3352
0.367 | 0.275 | 1.3345
0.142 | 0.11458 | 1.2393
1.331 | 0.36667 | 3.63
0.727 | 0.36364 | 1.9992
1 | 0.36364 | 2.75
0.407 | 0.40678 | 1.0005
0.429 | 0.30769 | 1.3942
3 | 0.54688 | 5.4857
0.31 | 0.19565 | 1.5844
0.165 | 0.11594 | 1.4231
0.134 | 0.10889 | 1.2306
0.55 | 0.42308 | 1.3
0.163 | 0.13636 | 1.1953
3 | 0.74468 | 4.0286
1.128 | 0.66667 | 1.692
2 | 0.60851 | 3.2867
0.273 | 0.17308 | 1.5773
0.121 | 0.09375 | 1.2907
0.345 | 0.21923 | 1.5737
3 | 0.5 | 6
0.205 | 0.16957 | 1.209
0.611 | 0.46809 | 1.3053
0.7 | 0.22857 | 3.0625
1.517 | 0.66667 | 2.2755
1 | 0.275 | 3.6364
1 | 0.58333 | 1.7143
0.095 | 0.07125 | 1.3333
0.572 | 0.36087 | 1.5851
1.5 | 0.41667 | 3.6
0.522 | 0.40857 | 1.2776
0.46 | 0.30741 | 1.4964
0.24 | 0.16901 | 1.42
2 | 0.91489 | 2.186
3 | 0.45745 | 6.5581
0.136 | 0.093023 | 1.462
0.165 | 0.11594 | 1.4231
0.167 | 0.125 | 1.336
0.793 | 0.3 | 2.6433
0.923 | 0.36364 | 2.5383
0.129 | 0.092308 | 1.3975
0.076 | 0.060638 | 1.2533
0.322 | 0.24167 | 1.3324
0.161 | 0.11538 | 1.3953
0.26 | 0.015957 | 16.2933
0.067 | 0.056 | 1.1964
0.438 | 0.29677 | 1.4759
0.312 | 0.21395 | 1.4583
0.661 | 0.45349 | 1.4576
0.33 | 0.18333 | 1.8
0.077 | 0.064336 | 1.1968
0.924 | 0.58333 | 1.584
0.395 | 0.26774 | 1.4753
0.489 | 0.36667 | 1.3336
0.174 | 0.14348 | 1.2127
0.275 | 0.20625 | 1.3333
0.458 | 0.35106 | 1.3046
0.153 | 0.10465 | 1.462
0.499 | 0.10667 | 4.6781
0.3 | 0.23077 | 1.3
1 | 0.5 | 2
0.075 | 0.05625 | 1.3333
0.292 | 0.228 | 1.2807
8 | 0.30769 | 26
0.393 | 0.31543 | 1.2459
0.69 | 0.43939 | 1.5703
0.518 | 0.37179 | 1.3932
1 | 0.59091 | 1.6923
0.5 | 0.36364 | 1.375
0.047 | 0.031429 | 1.4955
3 | 0.4 | 7.5
0.111 | 0.046512 | 2.3865
0.23 | 0.1913 | 1.2023
0.087 | 0.072174 | 1.2054
0.15 | 0.1125 | 1.3333
0.054 | 0.065217 | 0.828
0.271 | 0.18387 | 1.4739
0.08 | 0.06 | 1.3333
0.218 | 0.13846 | 1.5744
1.083 | 0.59091 | 1.8328
2.03 | 0.62421 | 3.2521
0.482 | 0.23529 | 2.0485
0.659 | 0.10667 | 6.1781
0.276 | 0.17391 | 1.587
0.3 | 0.23077 | 1.3
0.429 | 0.30769 | 1.3942
0.609 | 0.46429 | 1.3117
0.846 | 0.66 | 1.2818
0.2 | 0.13333 | 1.5
1.788 | 0.62421 | 2.8644
6 | 0.30769 | 19.5
0.132 | 0.11594 | 1.1385
0.375 | 0.18333 | 2.0455
0.138 | 0.11538 | 1.196
0.125 | 0.095745 | 1.3056
0.24 | 0.16901 | 1.42
0.11 | 0.09375 | 1.1733
0.589 | 0.42308 | 1.3922
0.062 | 0.050459 | 1.2287
0.638 | 0.37727 | 1.6911
0.193 | 0.15426 | 1.2512
0.333 | 0.22222 | 1.4985
0.516 | 0.39286 | 1.3135
1 | 0.275 | 3.6364
0.082 | 0.07971 | 1.0287
0.92 | 0.66667 | 1.38
0.053 | 0.042553 | 1.2455
0.242 | 0.15385 | 1.573
0.813 | 0.59091 | 1.3758
0.558 | 0.35385 | 1.577
0.363 | 0.27885 | 1.3018
0.134 | 0.092486 | 1.4489
0.332 | 0.25362 | 1.309
0.153 | 0.115 | 1.3304
0.166 | 0.1169 | 1.42
0.6 | 0.32323 | 1.8562
0.38 | 0.25362 | 1.4983
1.208 | 0.43939 | 2.7492
0.098 | 0.07971 | 1.2295